## Spreadsheet
ItemNo | Mfr | Model | Qty | Unit | Category | Spec | Markup | Sell | SellTotal | List | Discount | Net | Weight | Net Freight | Net Install | Class | Case Cube | Spreadsheet Notes | Taxable | Units Per Case | Special
|  |  | 0 |  |  | OFFICE AREA |  | 0 | 0 | 0 |  | 0 | 0.00 | 0 | 0 |  | 0.0 |  | True | 0
1 | OS&e | OS&E | 1 | ea | DESK | BY OS&E |  | 0 | 0 | 0 |  | 0 | 0.00 | 0 | 0 |  | 0.0 |  | True | 0
2 | OS&e | OS&E | 1 | ea | WALL CABINET | BY OS&E |  | 0 | 0 | 0 |  | 0 | 0.00 | 0 | 0 |  | 0.0 |  | True | 0
3 | OS&E | OS&E | 3 | ea | CHAIR | BY OS&E |  | 0 | 0 | 0 |  | 0 | 0.00 | 0 | 0 |  | 0.0 |  | True | 0
4 | OS&e | OS&E | 3 | ea | COMPUTER | BY OS&E |  | 0 | 0 | 0 |  | 0 | 0.00 | 0 | 0 |  | 0.0 |  | True | 0
5 |  |  | 0 |  | SpareNo | SpareNo |  | 0 | 0 | 0 |  | 0 | 0.00 | 0 | 0 |  | 0.0 |  | True | 0 | SpareNo
6 | OS&e | OS&E | 1 | ea | PRINTER | BY OS&E |  | 0 | 0 | 0 |  | 0 | 0.00 | 0 | 0 |  | 0.0 |  | True | 0
7 |  |  | 0 |  | SpareNo | SpareNo |  | 0 | 0 | 0 |  | 0 | 0.00 | 0 | 0 |  | 0.0 |  | True | 0 | SpareNo
8 |  |  | 0 |  | SpareNo | SpareNo |  | 0 | 0 | 0 |  | 0 | 0.00 | 0 | 0 |  | 0.0 |  | True | 0 | SpareNo
9 |  |  | 0 |  | SpareNo | SpareNo |  | 0 | 0 | 0 |  | 0 | 0.00 | 0 | 0 |  | 0.0 |  | True | 0 | SpareNo
10 |  |  | 0 |  | SpareNo | SpareNo |  | 0 | 0 | 0 |  | 0 | 0.00 | 0 | 0 |  | 0.0 |  | True | 0 | SpareNo
|  |  | 0 |  |  | STORAGE AREA |  | 0 | 0 | 0 |  | 0 | 0.00 | 0 | 0 |  | 0.0 |  | True | 0
11 | Metro | 1848NC | 3 | ea | DRY STORAGE SHELVING | Super Erecta® Shelf, wire, 48"W x 18"D, plastic split sleeves are included in each carton, Metroseal 3™ epoxy-coated corrosion-resistant finish with Microban® antimicrobial protection, NSF | 0.05 | 384.9982 | 1155 | 733.33 | 50 | 366.665 | 12.00 | 0 | 0 | 70 | 0.8 |  | True | 1
12 | Metro | TTE24C | 2 | kt | HIGH DENSITY SHELVING | Super Erecta® & Super Adjustable Top-Track Stationary End Unit Kit, 24"W, includes: 86"H chrome plated posts, & hardware necessary for connecting stationary end units to track (shelves sold separately), NSF |  | 396.5 | 793 | 793 | 50 | 396.5 | 12.00 | 0 | 0 | 70 | 0.43000 |  | True | 1
13 | Custom Fabrication | STAINLESS STEEL | 1 | ea | FLOOR TROUGH AND GRATE |  |  | 0 | 0 | 0 |  | 0 | 0.00 | 0 | 0 |  | 0.0 |  | True | 0
14 | Thermalrite | CUSTOM | 1 | ea | PRODUCE COOLER |  |  | 0 | 0 | 0 |  | 0 | 0.00 | 0 | 0 |  | 0.0 |  | True | 0
15 |  |  | 0 |  | SpareNo | SpareNo |  | 0 | 0 | 0 |  | 0 | 0.00 | 0 | 0 |  | 0.0 |  | True | 0 | SpareNo
16 | RDT | EVAPORATOR COIL | 1 | ea | EVAPORATOR COIL |  |  | 0 | 0 | 0 |  | 0 | 0.00 | 0 | 0 |  | 0.0 |  | True | 0
17 | RDT | REFRIGERATION | 1 | ea | CONDENSING UNIT |  |  | 0 | 0 | 0 |  | 0 | 0.00 | 0 | 0 |  | 0.0 |  | True | 0
18 | Metro | 1848NK3 | 7 | ea | COOLER STORAGE SHELVING | Super Erecta® Shelf, wire, 48"W x 18"D, plastic split sleeves are included in each carton, Metroseal 3™ epoxy-coated corrosion-resistant finish with Microban® antimicrobial protection, NSF | 0.05 | 384.9982 | 2695 | 733.33 | 50 | 366.665 | 12.00 | 0 | 0 | 70 | 0.8 |  | True | 1
19 |  |  | 0 |  | SpareNo | SpareNo |  | 0 | 0 | 0 |  | 0 | 0.00 | 0 | 0 |  | 0.0 |  | True | 0 | SpareNo
20 |  |  | 0 |  | SpareNo | SpareNo |  | 0 | 0 | 0 |  | 0 | 0.00 | 0 | 0 |  | 0.0 |  | True | 0 | SpareNo
21 | Custom Fabrication | STAINLESS STEEL | 1 | ea | FLOOR TROUGH AND GRATE |  |  | 0 | 0 | 0 |  | 0 | 0.00 | 0 | 0 |  | 0.0 |  | True | 0
22 | Thermalrite | CUSTOM | 1 | ea | PROTIEN COOLER |  |  | 0 | 0 | 0 |  | 0 | 0.00 | 0 | 0 |  | 0.0 |  | True | 0
23 | RDT | EVAPORATOR COIL | 1 | ea | EVAPORATOR COIL |  |  | 0 | 0 | 0 |  | 0 | 0.00 | 0 | 0 |  | 0.0 |  | True | 0
24 | RDT | REFRIGERATION | 1 | ea | CONDENSING UNIT |  |  | 0 | 0 | 0 |  | 0 | 0.00 | 0 | 0 |  | 0.0 |  | True | 0
25 |  |  | 0 |  | SpareNo | SpareNo |  | 0 | 0 | 0 |  | 0 | 0.00 | 0 | 0 |  | 0.0 |  | True | 0 | SpareNo
26 | Metro | 1848NK3 | 7 | ea | COOLER STORAGE SHELVING | Super Erecta® Shelf, wire, 48"W x 18"D, plastic split sleeves are included in each carton, Metroseal 3™ epoxy-coated corrosion-resistant finish with Microban® antimicrobial protection, NSF | 0.05 | 384.9982 | 2695 | 733.33 | 50 | 366.665 | 12.00 | 0 | 0 | 70 | 0.8 |  | True | 1
27 | Custom Fabrication | STAINLESS STEEL | 1 | ea | FLOOR TROUGH AND GRATE |  |  | 0 | 0 | 0 |  | 0 | 0.00 | 0 | 0 |  | 0.0 |  | True | 0
28 | Thermalrite | CUSTOM | 1 | ea | BEVERAGE COOLER |  |  | 0 | 0 | 0 |  | 0 | 0.00 | 0 | 0 |  | 0.0 |  | True | 0
29 |  |  | 0 |  | SpareNo | SpareNo |  | 0 | 0 | 0 |  | 0 | 0.00 | 0 | 0 |  | 0.0 |  | True | 0 | SpareNo
30 |  |  | 0 |  | SpareNo | SpareNo |  | 0 | 0 | 0 |  | 0 | 0.00 | 0 | 0 |  | 0.0 |  | True | 0 | SpareNo
31 | RDT | EVAPORATOR COIL | 1 | ea | EVAPORATOR COIL |  |  | 0 | 0 | 0 |  | 0 | 0.00 | 0 | 0 |  | 0.0 |  | True | 0
32 | RDT | REFRIGERATION | 1 | ea | CONDENSING UNIT |  |  | 0 | 0 | 0 |  | 0 | 0.00 | 0 | 0 |  | 0.0 |  | True | 0
33 | Metro | 1848NK3 | 7 | ea | COOLER STORAGE SHELVING | Super Erecta® Shelf, wire, 48"W x 18"D, plastic split sleeves are included in each carton, Metroseal 3™ epoxy-coated corrosion-resistant finish with Microban® antimicrobial protection, NSF | 0.05 | 384.9982 | 2695 | 733.33 | 50 | 366.665 | 12.00 | 0 | 0 | 70 | 0.8 |  | True | 1
34 | Custom Fabrication | STAINLESS STEEL | 1 | ea | FLOOR TROUGH AND GRATE |  |  | 0 | 0 | 0 |  | 0 | 0.00 | 0 | 0 |  | 0.0 |  | True | 0
35 |  |  | 0 |  | SpareNo | SpareNo |  | 0 | 0 | 0 |  | 0 | 0.00 | 0 | 0 |  | 0.0 |  | True | 0 | SpareNo
36 | Thermalrite | CUSTOM | 1 | ea | WALK-IN FREEZER |  |  | 0 | 0 | 0 |  | 0 | 0.00 | 0 | 0 |  | 0.0 |  | True | 0
37 | RDT | EVAPORATOR COIL | 1 | ea | EVAPORATOR COIL |  |  | 0 | 0 | 0 |  | 0 | 0.00 | 0 | 0 |  | 0.0 |  | True | 0
38 | RDT | REFRIGERATION | 1 | ea | CONDENSING UNIT |  |  | 0 | 0 | 0 |  | 0 | 0.00 | 0 | 0 |  | 0.0 |  | True | 0
39 |  |  | 0 |  | SpareNo | SpareNo |  | 0 | 0 | 0 |  | 0 | 0.00 | 0 | 0 |  | 0.0 |  | True | 0 | SpareNo
40 |  |  | 0 |  | SpareNo | SpareNo |  | 0 | 0 | 0 |  | 0 | 0.00 | 0 | 0 |  | 0.0 |  | True | 0 | SpareNo
41 | Metro | 1848NK3 | 1 | ea | FREEZER STORAGE SHELVING | Super Erecta® Shelf, wire, 48"W x 18"D, plastic split sleeves are included in each carton, Metroseal 3™ epoxy-coated corrosion-resistant finish with Microban® antimicrobial protection, NSF | 0.05 | 384.9982 | 385 | 733.33 | 50 | 366.665 | 12.00 | 0 | 0 | 70 | 0.8 |  | True | 1
42 |  |  | 0 |  | SpareNo | SpareNo |  | 0 | 0 | 0 |  | 0 | 0.00 | 0 | 0 |  | 0.0 |  | True | 0 | SpareNo
43 |  |  | 0 |  | SpareNo | SpareNo |  | 0 | 0 | 0 |  | 0 | 0.00 | 0 | 0 |  | 0.0 |  | True | 0 | SpareNo
44 |  |  | 0 |  | SpareNo | SpareNo |  | 0 | 0 | 0 |  | 0 | 0.00 | 0 | 0 |  | 0.0 |  | True | 0 | SpareNo
45-100 |  |  | 0 |  | SpareNo | SpareNo |  | 0 | 0 | 0 |  | 0 | 0.00 | 0 | 0 |  | 0.0 |  | True | 0 | SpareNo
|  |  | 0 |  |  | BLUK PREP AREA |  | 0 | 0 | 0 |  | 0 | 0.00 | 0 | 0 |  | 0.0 |  | True | 0
101 | New Age | 1331 | 1 | ea | UTILITY RACK | Bun Pan Rack, mobile, full height, end loading, open sides, accommodates (20) 18" x 26" pans, slides on 3" centers, all welded aluminum construction, (4) 5" platform casters, NSF, Made in USA |  | 405.5 | 405.5 | 811 | 50 | 405.5 | 58.00 | 0 | 0 | 250 | 20.77000 |  | True | 1
|  |  | 1 |  |  | Lifetime warranty against rust & corrosion, 5 year workmanship and material defects warranty, standard |  | 0 | 0 | 0 |  | 0 | 0.00 | 0 | 0 |  | 0.0 |  | True | 1
|  |  | 1 |  |  | 5" platform type casters, std. |  | 0 | 0 | 0 |  | 0 | 0.00 | 0 | 0 |  | 0.0 |  | True | 1
| New Age | PB | 1 | ea |  | Perimeter bumper, non-marking gray rubber strip, adds 2" to length & width (MUST BE FACTORY INSTALLED) |  | 128 | 128 | 256 | 50 | 128 | 0.00 | 0 | 0 |  | 0.0 |  | True | 1
102 | Custom Fabrication | STAINLESS STEEL | 1 | ea | PREPARATION TABLE WITH SINKS |  |  | 0 | 0 | 0 |  | 0 | 0.00 | 0 | 0 |  | 0.0 |  | True | 0
103 | Custom Fabrication | STAINLESS STEEL | 1 | ea | DOUBLE WALL SHELF |  |  | 0 | 0 | 0 |  | 0 | 0.00 | 0 | 0 |  | 0.0 |  | True | 0
104 | Rubbermaid | FG262000GRAY | 1 | ea | TRASH RECEPTACLE | ProSave® Brute® Container, without lid, 20 gallon, 19-1/2"D x 22-7/8"H, round, reinforced rims, built in handles, double rimmed base, high-impact plastic construction, gray, NSF | 0.05 | 22.5015 | 22.5 | 42.86 | 50 | 21.43 | 5.83 | 0 | 0 | 250 | 0.0 |  | True | 6
| Rubbermaid | FG264000BLA | 1 | ea | Trash Receptacle, Dolly | Brute® Dolly, 18-1/4"D x 6-5/8"H, heavy duty 3" casters, 250 lb. capacity, for 2620, 2632, 2643, 2655, black | 0.05 | 45.255 | 45.26 | 86.2 | 50 | 43.1 | 5.73 | 0 | 0 | 250 | 0.0 |  | True | 2
| Rubbermaid | FG9G7700WHT | 1 | ea | Trash Receptacle Lid / Top | ProSave® Sliding Container Lid, fits container Brute® 2620, 20-3/4" dia. x 5"H, includes 3 cup portioning scoop (9G52), clear rotating sliding door, dishwasher safe, white, NSF, S.O.S. (Special Order Smallwares) product; see SOS document for details | 0.05 | 53.298 | 53.3 | 101.52 | 50 | 50.76 | 4.85 | 0 | 0 | 250 | 1.44 |  | True | 1
105 |  |  | 0 |  | SpareNo | SpareNo |  | 0 | 0 | 0 |  | 0 | 0.00 | 0 | 0 |  | 0.0 |  | True | 0 | SpareNo
106 | Nilma | IDROVER 50 | 1 | ea | VEGETABLE DRYER |  |  | 0 | 0 | 0 |  | 0 | 0.00 | 0 | 0 |  | 0.0 |  | True | 0
107 | Metro | MAX4-PR48VX4 | 1 | ea | POT AND PAN DRYING RACK | MetroMax® 4 Mobile Drying Rack Unit, 48"W x 24"D x 68"H, 4-tier, for trays/cutting boards/sheet pans & steam pans, includes: (4) open shelf frames, (4) 63" mobile posts, (2) cutting board/tray drying racks, (2) pan racks, (4) polymer swivel casters (2 with brakes), built in Microban® antimicrobial product protection, NSF |  | 834.5 | 834.5 | 1669 | 50 | 834.5 | 95.30 | 0 | 0 | 70 | 11.96000 |  | True | 1
108 | Custom Fabrication | STAINLESS STEEL | 1 | ea | FLOOR TROUGH AND GRATE |  |  | 0 | 0 | 0 |  | 0 | 0.00 | 0 | 0 |  | 0.0 |  | True | 0
109 |  |  | 0 |  | SpareNo | SpareNo |  | 0 | 0 | 0 |  | 0 | 0.00 | 0 | 0 |  | 0.0 |  | True | 0 | SpareNo
110 |  |  | 0 |  | SpareNo | SpareNo |  | 0 | 0 | 0 |  | 0 | 0.00 | 0 | 0 |  | 0.0 |  | True | 0 | SpareNo
111 | Thermalrite | CUSTOM | 1 | ea | PREP COOLER |  |  | 0 | 0 | 0 |  | 0 | 0.00 | 0 | 0 |  | 0.0 |  | True | 0
112 | RDT | EVAPORATOR COIL | 1 | ea | EVAPORATOR COIL |  |  | 0 | 0 | 0 |  | 0 | 0.00 | 0 | 0 |  | 0.0 |  | True | 0
113 | RDT | REFRIGERATION | 1 | ea | CONDENSING UNIT |  |  | 0 | 0 | 0 |  | 0 | 0.00 | 0 | 0 |  | 0.0 |  | True | 0
114 | Metro | 1848NK3 | 4 | ea | COOLER STORAGE SHELVING | Super Erecta® Shelf, wire, 48"W x 18"D, plastic split sleeves are included in each carton, Metroseal 3™ epoxy-coated corrosion-resistant finish with Microban® antimicrobial protection, NSF | 0.05 | 384.9982 | 1540 | 733.33 | 50 | 366.665 | 12.00 | 0 | 0 | 70 | 0.8 |  | True | 1
115 |  |  | 0 |  | SpareNo | SpareNo |  | 0 | 0 | 0 |  | 0 | 0.00 | 0 | 0 |  | 0.0 |  | True | 0 | SpareNo
116 | New Age | 1331 | 2 | ea | UTILITY RACK | Bun Pan Rack, mobile, full height, end loading, open sides, accommodates (20) 18" x 26" pans, slides on 3" centers, all welded aluminum construction, (4) 5" platform casters, NSF, Made in USA |  | 405.5 | 811 | 811 | 50 | 405.5 | 58.00 | 0 | 0 | 250 | 20.77000 |  | True | 1
|  |  | 2 |  |  | Lifetime warranty against rust & corrosion, 5 year workmanship and material defects warranty, standard |  | 0 | 0 | 0 |  | 0 | 0.00 | 0 | 0 |  | 0.0 |  | True | 1
|  |  | 2 |  |  | 5" platform type casters, std. |  | 0 | 0 | 0 |  | 0 | 0.00 | 0 | 0 |  | 0.0 |  | True | 1
| New Age | PB | 2 | ea |  | Perimeter bumper, non-marking gray rubber strip, adds 2" to length & width (MUST BE FACTORY INSTALLED) |  | 128 | 256 | 256 | 50 | 128 | 0.00 | 0 | 0 |  | 0.0 |  | True | 1
117 | Custom Fabrication | STAINLESS STEEL | 1 | ea | PREPARATION TABLE WITH MIXER RECESS |  |  | 0 | 0 | 0 |  | 0 | 0.00 | 0 | 0 |  | 0.0 |  | True | 0
118 | Custom Fabrication | STAINLESS STEEL | 1 | ea | DOUBLE WALL SHELF |  |  | 0 | 0 | 0 |  | 0 | 0.00 | 0 | 0 |  | 0.0 |  | True | 0
119 |  |  | 0 |  | SpareNo | SpareNo |  | 0 | 0 | 0 |  | 0 | 0.00 | 0 | 0 |  | 0.0 |  | True | 0 | SpareNo
120 |  |  | 0 |  | SpareNo | SpareNo |  | 0 | 0 | 0 |  | 0 | 0.00 | 0 | 0 |  | 0.0 |  | True | 0 | SpareNo
121 | Custom Fabrication | STAINLESS STEEL | 1 | ea | RECESSED CUTTING BOARD |  |  | 0 | 0 | 0 |  | 0 | 0.00 | 0 | 0 |  | 0.0 |  | True | 0
122 | Rubbermaid | FG360088WHT | 2 | ea | INGREDIENT BIN | ProSave® Ingredient Bin, 2-3/4 cu. ft., 13-1/8"W x 29-1/4"D x 28"H, mobile, slant front with sliding lid, 32 oz scoop, seamless construction, 3" extra wide casters front fixed & rear swivel, white base/clear lid, USDA, FDA, NSF, S.O.S. (Special Order Smallwares) product; see SOS document for details, Made in USA (CANNOT BREAK CASE) |  | 272.5736 | 545.14 | 545.1472 | 50 | 272.5736 | 28.00 | 0 | 0 | 150 | 6.91000 |  | True | 1
| Rubbermaid | ZZARUBBERPROP65 | 2 |  |  | WARNING: This product can expose you to chemicals, which is known to the State of California to cause cancer and/or other reproductive harm. For more information go to www.P65Warnings.ca.gov. |  | 0 | 0 | 0 |  | 0 | 0.00 | 0 | 0 |  | 0.0 |  | True | 1
| Rubbermaid | FG9F7700CLR | 2 | ea |  | ProSave® Ingredient Bin Lid, 29"W x 12-1/10"D x 1-9/10"H, fits #3600 ingredient bin, includes 32 oz. scoop, clear, S.O.S. (Special Order Smallwares) product; see SOS document for details, NSF (CANNOT BREAK CASE) |  | 90.25 | 180.5 | 180.5 | 50 | 90.25 | 7.40 | 0 | 0 | 250 | 0.97000 |  | True | 1
123 | Globe (Middleby) | SP20 | 1 | ea | 20 QT. MIXER | Planetary Mixer, bench model, 20 qt. (19 liter) capacity, 3-speed (fixed), #12 hub, includes: stainless steel removable bowl guard with built-in ingredient chute, 20 qt. stainless steel bowl, aluminum spiral dough hook, stainless steel wire whip & aluminum flat beater, interlocked bowl lift, gear-driven motor, front-mounted touchpad controls with 60-minute digital timer & last batch recall, non-slip rubber feet, cast iron body, enamel gray finish, 1/2 HP, 115v/60/1-ph, 6.0 amps, cord, NEMA 5-15P, NSF, cETLus |  | 2705 | 2705 | 5410 | 50 | 2705 | 270.00 | 0 | 0 | 85 | 0.0 |  | True | 1
|  |  | 1 |  |  | 2 year parts & labor warranty (1 year parts only warranty on agitator and hub accessories, no labor provided) (excludes wear items), standard |  | 0 | 0 | 0 |  | 0 | 0.00 | 0 | 0 |  | 0.0 |  | True | 1
124 | Advance Tabco | 7-PS-68 | 1 | ea | HAND SINK | Hand Sink, wall mounted, 14" wide x 10" front-to-back x 5" deep bowl, 20 gauge 304 stainless steel, with splash mounted gooseneck faucet with wrist blades, basket drain, wall bracket, NSF, cCSAus |  | 371 | 371 | 742 | 50 | 371 | 13.00 | 0 | 0 | 100 | 2.00000 |  | True | 1
| Advance Tabco | 7-PS-10 | 1 | ea |  | P-trap, heavy duty, 1-1/2", 17 gauge |  | 64 | 64 | 128 | 50 | 64 | 1.00 | 0 | 0 | 77.5 | 0.0 |  | True | 1
| Advance Tabco | 7-PS-15 | 1 | ea |  | Welded Side Splash, 12"H (installed height), both sides, for hand sinks with 14" wide x 10" front-to-back bowl, splash mounted faucets |  | 243.5 | 243.5 | 487 | 50 | 243.5 | 14.00 | 0 | 0 | 100 | 1.00000 |  | True | 1
125 | Custom Fabrication | STAINLESS STEEL | 1 | ea | MIXER ATTACHMENT SHELF |  |  | 0 | 0 | 0 |  | 0 | 0.00 | 0 | 0 |  | 0.0 |  | True | 0
126 | Rubbermaid | FG354060GRAY | 1 | ea | TRASH RECEPTACLE | Slim Jim® Container, 23 gallon, 22"W x 11"D x 30"H, with venting channels, molded-in handles, general purpose waste, open type without lid, high-impact plastic construction, gray, Made in USA |  | 47.13 | 47.13 | 94.26 | 50 | 47.13 | 8.24 | 0 | 0 | 150 | 0.0 |  | True | 4
127 | Custom Fabrication | STAINLESS STEEL | 1 | ea | PREPARATION TABLE |  |  | 0 | 0 | 0 |  | 0 | 0.00 | 0 | 0 |  | 0.0 |  | True | 0
128 | RATIONAL | ICP 6-FULL ON 6-FULL E 208/240V 3 PH | 1 | ea | Combi Oven, Electric | Two (2) (CC1ERRA.0000218) iCombi Pro® 6-Full Size Combi Ovens, double stack, electric, (12) 18" x 26" sheet pan or (24) 12" x 20" steam pan or (12) 2/1 GN pan capacity, (6) stainless steel grids included, intelligent cooking system with (4) assistants; iDensityControl, iCookingSuite, iProductionManager, & iCareSystem, (6) operating modes, (5) cooking methods, (3) manual operating modes, 85° to 572°F temperature range, quick clean, care control, eco mode, 6-point core temperature probe, retractable hand shower, Ethernet interface, Wi-Fi enabled, 208/240v/60/3-ph, 22.4 kW each, CE, IPX5, UL, cULus, NSF, ENERGY STAR­® |  | 54000 | 54000 | 54000 |  | 54000 | 298.00 | 0 | 0 |  | 0.0 |  | True | 1
| RATIONAL | 60.74.725 | 1 | kt |  | Combi-Duo Stacking Kit for iCombi 6-full size (electric or gas) on iCombi 6- or 10-full size (electric only) |  | 1479 | 1479 | 1479 |  | 1479 | 66.14 | 0 | 0 | 85 | 0.0 |  | True | 1
|  |  | 1 |  |  | NOTE: All discounts subject to approval by manufacturer |  | 0 | 0 | 0 |  | 0 | 0.00 | 0 | 0 |  | 0.0 |  | True | 1
|  |  | 1 |  |  | 2 years parts and labor, 5 years steam generator warranty |  | 0 | 0 | 0 |  | 0 | 0.00 | 0 | 0 |  | 0.0 |  | True | 1
| RATIONAL | CAP | 1 | ea |  | Chef Assistance Program, a RATIONAL certified Chef conducts 4 hours/location specialized application training with personnel, no charge |  | 0 | 0 | 0 |  | 0 | 0.00 | 0 | 0 | 85 | 0.0 |  | True | 1
129 |  |  | 0 |  | SpareNo | SpareNo |  | 0 | 0 | 0 |  | 0 | 0.00 | 0 | 0 |  | 0.0 |  | True | 0 | SpareNo
130 |  |  | 0 |  | SpareNo | SpareNo |  | 0 | 0 | 0 |  | 0 | 0.00 | 0 | 0 |  | 0.0 |  | True | 0 | SpareNo
131 | New Age | 1331 | 1 | ea | UTILITY RACK | Bun Pan Rack, mobile, full height, end loading, open sides, accommodates (20) 18" x 26" pans, slides on 3" centers, all welded aluminum construction, (4) 5" platform casters, NSF, Made in USA |  | 405.5 | 405.5 | 811 | 50 | 405.5 | 58.00 | 0 | 0 | 250 | 20.77000 |  | True | 1
|  |  | 1 |  |  | Lifetime warranty against rust & corrosion, 5 year workmanship and material defects warranty, standard |  | 0 | 0 | 0 |  | 0 | 0.00 | 0 | 0 |  | 0.0 |  | True | 1
|  |  | 1 |  |  | 5" platform type casters, std. |  | 0 | 0 | 0 |  | 0 | 0.00 | 0 | 0 |  | 0.0 |  | True | 1
| New Age | PB | 1 | ea |  | Perimeter bumper, non-marking gray rubber strip, adds 2" to length & width (MUST BE FACTORY INSTALLED) |  | 128 | 128 | 256 | 50 | 128 | 0.00 | 0 | 0 |  | 0.0 |  | True | 1
132 | Custom Fabrication | STAINLESS STEEL | 1 | ea | PREPARATION TABLE WITH SINK |  |  | 0 | 0 | 0 |  | 0 | 0.00 | 0 | 0 |  | 0.0 |  | True | 0
133 | Custom Fabrication | STAINLESS STEEL | 1 | ea | DOUBLE WALL SHELF |  |  | 0 | 0 | 0 |  | 0 | 0.00 | 0 | 0 |  | 0.0 |  | True | 0
134 | New Age | 1312 | 1 | ea | Bun / Sheet Pan Rack | Bun Pan Rack, mobile, half-size, (10) 18" x 26", 14" x 18", or 13" x 18" pan capacity, slides on 3" centers, end loading, open sides, no top, reinforced uprights, all welded aluminum construction, (4) 5" stem swivel casters, NSF, Made in USA, (standard factory lead time) |  | 382.5 | 382.5 | 765 | 50 | 382.5 | 30.00 | 0 | 0 |  | 10.59000 |  | True | 1
|  |  | 1 |  |  | Lifetime warranty against rust & corrosion, 5 year workmanship and material defects warranty, standard |  | 0 | 0 | 0 |  | 0 | 0.00 | 0 | 0 |  | 0.0 |  | True | 1
135 |  |  | 0 |  | SpareNo | SpareNo |  | 0 | 0 | 0 |  | 0 | 0.00 | 0 | 0 |  | 0.0 |  | True | 0 | SpareNo
136 | Piper Products | GSM XL | 1 | ea | VEGETABLE SLICER | Anliker XL (Previously Globe Model # GVC600) Vegetable Cutter, ergonomic 45° angle, on-off latch, double safety interlocks, processes up to 900 lbs. per hour, 280 RPM, polished cast aluminum hopper head & sealed upper housing, stainless steel body & base, antimicrobial protection, gear-drive, CE, NSF, UL, HACCP (discs sold separately) |  | 4153 | 4153 | 8306 | 50 | 4153 | 81.13 | 0 | 0 |  | 0.0 |  | True | 1
|  |  | 1 |  |  | 2 year warranty parts & labor from date of purchase |  | 0 | 0 | 0 |  | 0 | 0.00 | 0 | 0 |  | 0.0 |  | True | 1
|  |  | 1 |  |  | 115v/60/1-ph, 14.5 amps, 1 hp, cord & plug |  | 0 | 0 | 0 |  | 0 | 0.00 | 0 | 0 |  | 0.0 |  | True | 1
137 | Robot Coupe | R2N | 1 | ea | FOOD PROCESSOR | Commercial Food Processor, 3 liter gray polycarbonate bowl with handle, vegetable prep attachment with external ejection, kidney-shaped opening, includes: (1) "S" blade (27055), (1) 2mm grating disc (27577), (1) 4mm slicing disc (27566), continuous feed, bowl attachment designed for vertical cutting & mixing, on/off & pulse switch, single speed, 1725 RPM, 120v/60/1-ph, 7.0 amps, 1 HP, NEMA 5-15P, cETLus, ETL-Sanitation |  | 957.6 | 957.6 | 1368 | 30 | 957.6 | 33.00 | 0 | 0 | 100 | 2.52000 |  | True | 1
|  |  | 1 |  |  | 1 year parts & labor warranty |  | 0 | 0 | 0 |  | 0 | 0.00 | 0 | 0 |  | 0.0 |  | True | 1
|  |  | 1 |  |  | 3 year motor warranty |  | 0 | 0 | 0 |  | 0 | 0.00 | 0 | 0 |  | 0.0 |  | True | 1
138 | Vitamix | 062827 | 1 | ea | Commercial Food Blender | Vita-Prep (VM0101), 64 oz. (2 liters) capacity, clear BPS-free Tritan™ standard container with wet blade assembly, manually-operated variable speed control, start/stop switch automatically returns to neutral position, includes: lid & tamper, black base, 2.3 peak HP, 120v/50/60/1-ph, 11.5 amps, NEMA 5-15P, cULus, NSF |  | 483.805 | 483.81 | 967.61 | 50 | 483.805 | 13.80 | 0 | 0 |  | 0.0 |  | True | 1
|  |  | 1 |  |  | 3 years warranty on motor base parts & 1 year warranty on labor, standard |  | 0 | 0 | 0 |  | 0 | 0.00 | 0 | 0 |  | 0.0 |  | True | 1
139 |  |  | 0 |  | SpareNo | SpareNo |  | 0 | 0 | 0 |  | 0 | 0.00 | 0 | 0 |  | 0.0 |  | True | 0 | SpareNo
140 |  |  | 0 |  | SpareNo | SpareNo |  | 0 | 0 | 0 |  | 0 | 0.00 | 0 | 0 |  | 0.0 |  | True | 0 | SpareNo
141 | Polyscience | 7306AC1B5-S28 | 1 | ea | IMMERSION CIRCULATOR | Sous Vide Professional™ Classic Series Water Bath System, 8 gallon bath capacity, 3.2 gallon/minute pump output, adjustable flow, 200°F maximum temperature, drain valve, stainless steel, 120v/60/1-ph, 1100 watts, ETL-Sanitation, CE |  | 2399.95 | 2399.95 | 2399.95 |  | 2399.95 | 15.20 | 0 | 0 |  | 0.0 |  | True | 1
142 |  |  | 0 |  | SpareNo | SpareNo |  | 0 | 0 | 0 |  | 0 | 0.00 | 0 | 0 |  | 0.0 |  | True | 0 | SpareNo
143 |  |  | 0 |  | SpareNo | SpareNo |  | 0 | 0 | 0 |  | 0 | 0.00 | 0 | 0 |  | 0.0 |  | True | 0 | SpareNo
145-150 |  |  | 0 |  | SpareNo | SpareNo |  | 0 | 0 | 0 |  | 0 | 0.00 | 0 | 0 |  | 0.0 |  | True | 0 | SpareNo
150 |  |  | 0 |  | SpareNo | SpareNo |  | 0 | 0 | 0 |  | 0 | 0.00 | 0 | 0 |  | 0.0 |  | True | 0 | SpareNo
|  |  | 0 |  |  | POT WASH AREA |  | 0 | 0 | 0 |  | 0 | 0.00 | 0 | 0 |  | 0.0 |  | True | 0
151 | Advance Tabco | 7-PS-68 | 1 | ea | HAND SINK | Hand Sink, wall mounted, 14" wide x 10" front-to-back x 5" deep bowl, 20 gauge 304 stainless steel, with splash mounted gooseneck faucet with wrist blades, basket drain, wall bracket, NSF, cCSAus |  | 371 | 371 | 742 | 50 | 371 | 13.00 | 0 | 0 | 100 | 2.00000 |  | True | 1
| Advance Tabco | 7-PS-10 | 1 | ea |  | P-trap, heavy duty, 1-1/2", 17 gauge |  | 64 | 64 | 128 | 50 | 64 | 1.00 | 0 | 0 | 77.5 | 0.0 |  | True | 1
| Advance Tabco | 7-PS-15 | 1 | ea |  | Welded Side Splash, 12"H (installed height), both sides, for hand sinks with 14" wide x 10" front-to-back bowl, splash mounted faucets |  | 243.5 | 243.5 | 487 | 50 | 243.5 | 14.00 | 0 | 0 | 100 | 1.00000 |  | True | 1
152 | Rubbermaid | FG354060GRAY | 1 | ea | TRASH RECEPTACLE | Slim Jim® Container, 23 gallon, 22"W x 11"D x 30"H, with venting channels, molded-in handles, general purpose waste, open type without lid, high-impact plastic construction, gray, Made in USA |  | 47.13 | 47.13 | 94.26 | 50 | 47.13 | 8.24 | 0 | 0 | 150 | 0.0 |  | True | 4
153 | Custom Fabrication | STAINLESS STEEL | 1 | ea | POT SINK |  |  | 0 | 0 | 0 |  | 0 | 0.00 | 0 | 0 |  | 0.0 |  | True | 0
154 | Custom Fabrication | STAINLESS STEEL | 1 | ea | POT SHELF |  |  | 0 | 0 | 0 |  | 0 | 0.00 | 0 | 0 |  | 0.0 |  | True | 0
155 |  |  | 0 |  | SpareNo | SpareNo |  | 0 | 0 | 0 |  | 0 | 0.00 | 0 | 0 |  | 0.0 |  | True | 0 | SpareNo
156 | Fisher | 34452 | 1 | ea | PRE-RINSE UNIT | Pre-Rinse Unit, spring style, backsplash mount, 8" centers, 16" riser, 36" hose, 1.15 GPM Ultra-Spray™ PLUS spray valve with built-in spray handle clip & dish guard bumper, lever handles with color coded indexes, add-on faucet with 10" swing spout, includes wall bracket, 1/2" NPT male inlets, brass, ADA Compliant |  | 310 | 310 | 620 | 50 | 310 | 15.00 | 0 | 0 | 77.5 | 0.0 |  | True | 1
157 | Custom Fabrication | STAINLESS STEEL | 1 | ea | POT SHELF |  |  | 0 | 0 | 0 |  | 0 | 0.00 | 0 | 0 |  | 0.0 |  | True | 0
158 | Custom Fabrication | STAINLESS STEEL | 1 | ea | FLOOR TROUGH AND GRATE |  |  | 0 | 0 | 0 |  | 0 | 0.00 | 0 | 0 |  | 0.0 |  | True | 0
159 |  |  | 0 |  | SpareNo | SpareNo |  | 0 | 0 | 0 |  | 0 | 0.00 | 0 | 0 |  | 0.0 |  | True | 0 | SpareNo
160 |  |  | 0 |  | SpareNo | SpareNo |  | 0 | 0 | 0 |  | 0 | 0.00 | 0 | 0 |  | 0.0 |  | True | 0 | SpareNo
161 | Rubbermaid | FG262000GRAY | 1 | ea | TRASH RECEPTACLE | ProSave® Brute® Container, without lid, 20 gallon, 19-1/2"D x 22-7/8"H, round, reinforced rims, built in handles, double rimmed base, high-impact plastic construction, gray, NSF | 0.05 | 22.5015 | 22.5 | 42.86 | 50 | 21.43 | 5.83 | 0 | 0 | 250 | 0.0 |  | True | 6
| Rubbermaid | FG264000BLA | 1 | ea | Trash Receptacle, Dolly | Brute® Dolly, 18-1/4"D x 6-5/8"H, heavy duty 3" casters, 250 lb. capacity, for 2620, 2632, 2643, 2655, black | 0.05 | 45.255 | 45.26 | 86.2 | 50 | 43.1 | 5.73 | 0 | 0 | 250 | 0.0 |  | True | 2
| Rubbermaid | FG9G7700WHT | 1 | ea | Trash Receptacle Lid / Top | ProSave® Sliding Container Lid, fits container Brute® 2620, 20-3/4" dia. x 5"H, includes 3 cup portioning scoop (9G52), clear rotating sliding door, dishwasher safe, white, NSF, S.O.S. (Special Order Smallwares) product; see SOS document for details | 0.05 | 53.298 | 53.3 | 101.52 | 50 | 50.76 | 4.85 | 0 | 0 | 250 | 1.44 |  | True | 1
162 | Advance Tabco | 9-OPC-84-300 | 1 | ea | MOP SINK CABINET | Cabinet with Mop Sink, 25-3/16"W x 22-3/4"D x 84"H, mop sink base with drain (bowl 16” x 20” x 12”), left hinged door, (2) mop holders, (1) fixed intermediate shelf, slotted side panels for ventilation, 16/304 series stainless steel sink bowl, 18/304 series stainless steel sink bowl apron, 18/300 series stainless steel cabinet, NSF (right hinged door available on request) |  | 3993.5 | 3993.5 | 7987 | 50 | 3993.5 | 250.00 | 0 | 0 | 175 | 40.00000 |  | True | 1
| Advance Tabco | K-240 | 1 | ea |  | Service Sink Faucet, wall mount, 8" OC, 6-1/2" spout, with hose thread & pail hook, vacuum breaker spout, wall braced, chrome-plated brass |  | 438.5 | 438.5 | 877 | 50 | 438.5 | 9.00 | 0 | 0 | 77.5 | 0.0 |  | True | 1
163 | Metro | MAX4-PR48VX4 | 1 | ea | POT AND PAN DRYING RACK | MetroMax® 4 Mobile Drying Rack Unit, 48"W x 24"D x 68"H, 4-tier, for trays/cutting boards/sheet pans & steam pans, includes: (4) open shelf frames, (4) 63" mobile posts, (2) cutting board/tray drying racks, (2) pan racks, (4) polymer swivel casters (2 with brakes), built in Microban® antimicrobial product protection, NSF |  | 834.5 | 834.5 | 1669 | 50 | 834.5 | 95.30 | 0 | 0 | 70 | 11.96000 |  | True | 1
164 |  |  | 0 |  | SpareNo | SpareNo |  | 0 | 0 | 0 |  | 0 | 0.00 | 0 | 0 |  | 0.0 |  | True | 0 | SpareNo
165-300 |  |  | 0 |  | SpareNo | SpareNo |  | 0 | 0 | 0 |  | 0 | 0.00 | 0 | 0 |  | 0.0 |  | True | 0 | SpareNo
|  |  | 0 |  |  | PREP AREA |  | 0 | 0 | 0 |  | 0 | 0.00 | 0 | 0 |  | 0.0 |  | True | 0
301 | Advance Tabco | 7-PS-68 | 1 | ea | HAND SINK | Hand Sink, wall mounted, 14" wide x 10" front-to-back x 5" deep bowl, 20 gauge 304 stainless steel, with splash mounted gooseneck faucet with wrist blades, basket drain, wall bracket, NSF, cCSAus |  | 371 | 371 | 742 | 50 | 371 | 13.00 | 0 | 0 | 100 | 2.00000 |  | True | 1
| Advance Tabco | 7-PS-10 | 1 | ea |  | P-trap, heavy duty, 1-1/2", 17 gauge |  | 64 | 64 | 128 | 50 | 64 | 1.00 | 0 | 0 | 77.5 | 0.0 |  | True | 1
| Advance Tabco | 7-PS-15 | 1 | ea |  | Welded Side Splash, 12"H (installed height), both sides, for hand sinks with 14" wide x 10" front-to-back bowl, splash mounted faucets |  | 243.5 | 243.5 | 487 | 50 | 243.5 | 14.00 | 0 | 0 | 100 | 1.00000 |  | True | 1
302 | Rubbermaid | FG354060GRAY | 1 | ea | TRASH RECEPTACLE | Slim Jim® Container, 23 gallon, 22"W x 11"D x 30"H, with venting channels, molded-in handles, general purpose waste, open type without lid, high-impact plastic construction, gray, Made in USA |  | 47.13 | 47.13 | 94.26 | 50 | 47.13 | 8.24 | 0 | 0 | 150 | 0.0 |  | True | 4
303 | Custom Fabrication | STAINLESS STEEL | 1 | ea | PREPARATION TABLE WITH SINKS |  |  | 0 | 0 | 0 |  | 0 | 0.00 | 0 | 0 |  | 0.0 |  | True | 0
304 | Custom Fabrication | STAINLESS STEEL | 1 | ea | DOUBLE WALL SHELF |  |  | 0 | 0 | 0 |  | 0 | 0.00 | 0 | 0 |  | 0.0 |  | True | 0
305 |  |  | 0 |  | SpareNo | SpareNo |  | 0 | 0 | 0 |  | 0 | 0.00 | 0 | 0 |  | 0.0 |  | True | 0 | SpareNo
306 | Rubbermaid | FG262000GRAY | 1 | ea | TRASH RECEPTACLE | ProSave® Brute® Container, without lid, 20 gallon, 19-1/2"D x 22-7/8"H, round, reinforced rims, built in handles, double rimmed base, high-impact plastic construction, gray, NSF | 0.05 | 22.5015 | 22.5 | 42.86 | 50 | 21.43 | 5.83 | 0 | 0 | 250 | 0.0 |  | True | 6
| Rubbermaid | FG264000BLA | 1 | ea | Trash Receptacle, Dolly | Brute® Dolly, 18-1/4"D x 6-5/8"H, heavy duty 3" casters, 250 lb. capacity, for 2620, 2632, 2643, 2655, black | 0.05 | 45.255 | 45.26 | 86.2 | 50 | 43.1 | 5.73 | 0 | 0 | 250 | 0.0 |  | True | 2
| Rubbermaid | FG9G7700WHT | 1 | ea | Trash Receptacle Lid / Top | ProSave® Sliding Container Lid, fits container Brute® 2620, 20-3/4" dia. x 5"H, includes 3 cup portioning scoop (9G52), clear rotating sliding door, dishwasher safe, white, NSF, S.O.S. (Special Order Smallwares) product; see SOS document for details | 0.05 | 53.298 | 53.3 | 101.52 | 50 | 50.76 | 4.85 | 0 | 0 | 250 | 1.44 |  | True | 1
307 | Custom Fabrication | STAINLESS STEEL | 1 | ea | RECESSED CUTTING BOARD |  |  | 0 | 0 | 0 |  | 0 | 0.00 | 0 | 0 |  | 0.0 |  | True | 0
308 | Rubbermaid | FG360088WHT | 3 | ea | INGREDIENT BIN | ProSave® Ingredient Bin, 2-3/4 cu. ft., 13-1/8"W x 29-1/4"D x 28"H, mobile, slant front with sliding lid, 32 oz scoop, seamless construction, 3" extra wide casters front fixed & rear swivel, white base/clear lid, USDA, FDA, NSF, S.O.S. (Special Order Smallwares) product; see SOS document for details, Made in USA (CANNOT BREAK CASE) |  | 272.5736 | 817.71 | 545.1472 | 50 | 272.5736 | 28.00 | 0 | 0 | 150 | 6.91000 |  | True | 1
| Rubbermaid | ZZARUBBERPROP65 | 3 |  |  | WARNING: This product can expose you to chemicals, which is known to the State of California to cause cancer and/or other reproductive harm. For more information go to www.P65Warnings.ca.gov. |  | 0 | 0 | 0 |  | 0 | 0.00 | 0 | 0 |  | 0.0 |  | True | 1
| Rubbermaid | FG9F7700CLR | 3 | ea |  | ProSave® Ingredient Bin Lid, 29"W x 12-1/10"D x 1-9/10"H, fits #3600 ingredient bin, includes 32 oz. scoop, clear, S.O.S. (Special Order Smallwares) product; see SOS document for details, NSF (CANNOT BREAK CASE) |  | 90.25 | 270.75 | 180.5 | 50 | 90.25 | 7.40 | 0 | 0 | 250 | 0.97000 |  | True | 1
309 |  |  | 0 |  | SpareNo | SpareNo |  | 0 | 0 | 0 |  | 0 | 0.00 | 0 | 0 |  | 0.0 |  | True | 0 | SpareNo
310 |  |  | 0 |  | SpareNo | SpareNo |  | 0 | 0 | 0 |  | 0 | 0.00 | 0 | 0 |  | 0.0 |  | True | 0 | SpareNo
311 | New Age | 1312 | 1 | ea | Bun / Sheet Pan Rack | Bun Pan Rack, mobile, half-size, (10) 18" x 26", 14" x 18", or 13" x 18" pan capacity, slides on 3" centers, end loading, open sides, no top, reinforced uprights, all welded aluminum construction, (4) 5" stem swivel casters, NSF, Made in USA, (standard factory lead time) |  | 382.5 | 382.5 | 765 | 50 | 382.5 | 30.00 | 0 | 0 |  | 10.59000 |  | True | 1
|  |  | 1 |  |  | Lifetime warranty against rust & corrosion, 5 year workmanship and material defects warranty, standard |  | 0 | 0 | 0 |  | 0 | 0.00 | 0 | 0 |  | 0.0 |  | True | 1
312 | Rubbermaid | FG262000GRAY | 1 | ea | TRASH RECEPTACLE | ProSave® Brute® Container, without lid, 20 gallon, 19-1/2"D x 22-7/8"H, round, reinforced rims, built in handles, double rimmed base, high-impact plastic construction, gray, NSF | 0.05 | 22.5015 | 22.5 | 42.86 | 50 | 21.43 | 5.83 | 0 | 0 | 250 | 0.0 |  | True | 6
| Rubbermaid | FG264000BLA | 1 | ea | Trash Receptacle, Dolly | Brute® Dolly, 18-1/4"D x 6-5/8"H, heavy duty 3" casters, 250 lb. capacity, for 2620, 2632, 2643, 2655, black | 0.05 | 45.255 | 45.26 | 86.2 | 50 | 43.1 | 5.73 | 0 | 0 | 250 | 0.0 |  | True | 2
| Rubbermaid | FG9G7700WHT | 1 | ea | Trash Receptacle Lid / Top | ProSave® Sliding Container Lid, fits container Brute® 2620, 20-3/4" dia. x 5"H, includes 3 cup portioning scoop (9G52), clear rotating sliding door, dishwasher safe, white, NSF, S.O.S. (Special Order Smallwares) product; see SOS document for details | 0.05 | 53.298 | 53.3 | 101.52 | 50 | 50.76 | 4.85 | 0 | 0 | 250 | 1.44 |  | True | 1
313 | Custom Fabrication | STAINLESS STEEL | 1 | ea | RECESSED CUTTING BOARD |  |  | 0 | 0 | 0 |  | 0 | 0.00 | 0 | 0 |  | 0.0 |  | True | 0
314 | True Mfg. - General Foodservice | STA2F-2S-HC | 1 | ea | Reach-In Freezer | SPEC SERIES® Freezer, reach-in, two-section, -10°F, (2) stainless steel doors with locks, cam-lift hinges, digital temperature control, (6) chrome shelves, LED interior lights, stainless steel front & sides, aluminum interior, 5" castors, R290 Hydrocarbon refrigerant, 1-1/4 HP, 115v/60/1-ph, 9.4 amps, NEMA 5-15P, cULus, UL EPH Classified, Made in USA, ENERGY STAR® |  | 15511 | 15511 | 31022 | 50 | 15511 | 704.00 | 0 | 0 | 150 | 130.00000 |  | True | 1
|  |  | 1 | ea |  | 7 year compressor warranty, 7 years parts warranty, 7 year labor warranty, standard. Visit www.truemfg.com for specifics. |  | 0 | 0 | 0 |  | 0 | 0.00 | 0 | 0 |  | 0.0 |  | True | 1
|  |  | 1 |  |  | Left door hinged left, right door hinged right standard |  | 0 | 0 | 0 |  | 0 | 0.00 | 0 | 0 |  | 0.0 |  | True | 1
|  |  | 1 |  |  | (3) chrome shelves & shelf supports standard per section |  | 0 | 0 | 0 |  | 0 | 0.00 | 0 | 0 |  | 0.0 |  | True | 1
|  |  | 1 | st |  | 5" castors (set of 4), standard |  | 0 | 0 | 0 |  | 0 | 0.00 | 0 | 0 |  | 0.0 |  | True | 1
315 |  |  | 0 |  | SpareNo | SpareNo |  | 0 | 0 | 0 |  | 0 | 0.00 | 0 | 0 |  | 0.0 |  | True | 0 | SpareNo
316 | Advance Tabco | 7-PS-68 | 1 | ea | HAND SINK | Hand Sink, wall mounted, 14" wide x 10" front-to-back x 5" deep bowl, 20 gauge 304 stainless steel, with splash mounted gooseneck faucet with wrist blades, basket drain, wall bracket, NSF, cCSAus |  | 371 | 371 | 742 | 50 | 371 | 13.00 | 0 | 0 | 100 | 2.00000 |  | True | 1
| Advance Tabco | 7-PS-10 | 1 | ea |  | P-trap, heavy duty, 1-1/2", 17 gauge |  | 64 | 64 | 128 | 50 | 64 | 1.00 | 0 | 0 | 77.5 | 0.0 |  | True | 1
| Advance Tabco | 7-PS-15 | 1 | ea |  | Welded Side Splash, 12"H (installed height), both sides, for hand sinks with 14" wide x 10" front-to-back bowl, splash mounted faucets |  | 243.5 | 243.5 | 487 | 50 | 243.5 | 14.00 | 0 | 0 | 100 | 1.00000 |  | True | 1
317 | Rubbermaid | FG354060GRAY | 1 | ea | TRASH RECEPTACLE | Slim Jim® Container, 23 gallon, 22"W x 11"D x 30"H, with venting channels, molded-in handles, general purpose waste, open type without lid, high-impact plastic construction, gray, Made in USA |  | 47.13 | 47.13 | 94.26 | 50 | 47.13 | 8.24 | 0 | 0 | 150 | 0.0 |  | True | 4
318 | Custom Fabrication | STAINLESS STEEL | 1 | ea | PREPARATION TABLE WITH SINK |  |  | 0 | 0 | 0 |  | 0 | 0.00 | 0 | 0 |  | 0.0 |  | True | 0
319 |  |  | 0 |  | SpareNo | SpareNo |  | 0 | 0 | 0 |  | 0 | 0.00 | 0 | 0 |  | 0.0 |  | True | 0 | SpareNo
320 |  |  | 0 |  | SpareNo | SpareNo |  | 0 | 0 | 0 |  | 0 | 0.00 | 0 | 0 |  | 0.0 |  | True | 0 | SpareNo
321 | Custom Fabrication | STAINLESS STEEL | 1 | ea | DOUBLE WALL SHELF |  |  | 0 | 0 | 0 |  | 0 | 0.00 | 0 | 0 |  | 0.0 |  | True | 0
322 | Detecto | AP-6 | 2 | ea | PORTION SCALE |  |  | 388 | 776 | 776 | 50 | 388 | 5.00 | 0 | 0 | UPS | 0.0 |  | True | 1
323 | Custom Fabrication | STAINLESS STEEL | 1 | ea | RECESSED CUTTING BOARD |  |  | 0 | 0 | 0 |  | 0 | 0.00 | 0 | 0 |  | 0.0 |  | True | 0
324 | Rubbermaid | FG262000GRAY | 1 | ea | TRASH RECEPTACLE | ProSave® Brute® Container, without lid, 20 gallon, 19-1/2"D x 22-7/8"H, round, reinforced rims, built in handles, double rimmed base, high-impact plastic construction, gray, NSF | 0.05 | 22.5015 | 22.5 | 42.86 | 50 | 21.43 | 5.83 | 0 | 0 | 250 | 0.0 |  | True | 6
| Rubbermaid | FG264000BLA | 1 | ea | Trash Receptacle, Dolly | Brute® Dolly, 18-1/4"D x 6-5/8"H, heavy duty 3" casters, 250 lb. capacity, for 2620, 2632, 2643, 2655, black | 0.05 | 45.255 | 45.26 | 86.2 | 50 | 43.1 | 5.73 | 0 | 0 | 250 | 0.0 |  | True | 2
| Rubbermaid | FG9G7700WHT | 1 | ea | Trash Receptacle Lid / Top | ProSave® Sliding Container Lid, fits container Brute® 2620, 20-3/4" dia. x 5"H, includes 3 cup portioning scoop (9G52), clear rotating sliding door, dishwasher safe, white, NSF, S.O.S. (Special Order Smallwares) product; see SOS document for details | 0.05 | 53.298 | 53.3 | 101.52 | 50 | 50.76 | 4.85 | 0 | 0 | 250 | 1.44 |  | True | 1
325 |  |  | 0 |  | SpareNo | SpareNo |  | 0 | 0 | 0 |  | 0 | 0.00 | 0 | 0 |  | 0.0 |  | True | 0 | SpareNo
326 | Fisher | 5440 | 1 | ea | FILLER FAUCET | Pot Filler Faucet, splash-mounted 8" OC with vacuum breaker, 72" flexible hose, hook nozzle, wall hook, 3/4" inlet |  | 650 | 650 | 1300 | 50 | 650 | 18.00 | 0 | 0 | 77.5 | 0.0 |  | True | 1
327 | Globe (Middleby) | SP30 | 1 | ea | 30 QT. MIXER | Planetary Mixer, floor model, 31.7 qt. (30 liter) capacity, 3-speed (fixed), #12 attachment hub, includes: stainless steel removable bowl guard with built-in ingredient chute, 30 qt. stainless steel bowl, aluminum spiral dough hook, stainless steel wire whip & aluminum flat beater, interlocked bowl lift, gear driven motor, front-mounted touchpad controls with 60-minute digital timer & last batch recall, thermal overload protection, non-slip rubber feet, cast iron body, 1 HP, 115v/60/1-ph, 16.0 amps, cord, NEMA 5-20P, NSF, cETLus |  | 5175 | 5175 | 10350 | 50 | 5175 | 565.00 | 0 | 0 | 85 | 0.0 |  | True | 1
|  |  | 1 |  |  | 2 year parts & labor warranty (1 year parts only warranty on agitator and hub accessories, no labor provided) (excludes wear items), standard |  | 0 | 0 | 0 |  | 0 | 0.00 | 0 | 0 |  | 0.0 |  | True | 1
328 | Custom Fabrication | STAINLESS STEEL | 1 | ea | MIXER ATTACHMENT SHELF |  |  | 0 | 0 | 0 |  | 0 | 0.00 | 0 | 0 |  | 0.0 |  | True | 0
329 |  |  | 0 |  | SpareNo | SpareNo |  | 0 | 0 | 0 |  | 0 | 0.00 | 0 | 0 |  | 0.0 |  | True | 0 | SpareNo
330-350 |  |  | 0 |  | SpareNo | SpareNo |  | 0 | 0 | 0 |  | 0 | 0.00 | 0 | 0 |  | 0.0 |  | True | 0 | SpareNo
|  |  | 0 |  |  | WAREWASH AREA |  | 0 | 0 | 0 |  | 0 | 0.00 | 0 | 0 |  | 0.0 |  | True | 0
351 | Custom Fabrication | STAINLESS STEEL | 1 | ea | SOILED DISH TABLE WITH SINK |  |  | 0 | 0 | 0 |  | 0 | 0.00 | 0 | 0 |  | 0.0 |  | True | 0
352 | Custom Fabrication | STAINLESS STEEL | 1 | ea | DOUBLE SIDED GLASS RACK SHELF |  |  | 0 | 0 | 0 |  | 0 | 0.00 | 0 | 0 |  | 0.0 |  | True | 0
353 | Fisher | 34452 | 1 | ea | PRE-RINSE UNIT | Pre-Rinse Unit, spring style, backsplash mount, 8" centers, 16" riser, 36" hose, 1.15 GPM Ultra-Spray™ PLUS spray valve with built-in spray handle clip & dish guard bumper, lever handles with color coded indexes, add-on faucet with 10" swing spout, includes wall bracket, 1/2" NPT male inlets, brass, ADA Compliant |  | 310 | 310 | 620 | 50 | 310 | 15.00 | 0 | 0 | 77.5 | 0.0 |  | True | 1
354 | Hobart | AM16VLT-ADV-2 | 1 | ea | Dishwasher, Door Type, Ventless | Ventless Dishwashing Machine, tall chamber (27") door type, energy recovery, automatic soil removal (ASR), drain water energy recovery (DWER), high temp sanitizing, 208-240/60/3 (field convertible to single phase), internal condensing system, 38 racks/hour, straight-thru or corner installation, user-friendly smart touchscreen controls, Wi-Fi connectivity with SmartConnect app, Complete Delime™ with Delime Notification, Auto Dispensing, and Booster Guard™, Sense-A-Temp™ booster, electric tank heat, X-shaped wash arms, scrap screen and basket, door actuated start, door lock, stainless steel tank, tank shelf, chamber, trim panels, frame & feet, pumped drain air gap, drain water tempering, cULus, NSF, ENERGY STAR®. Factory Startup - Free for installations within 100 miles of a Hobart Service Office during normal business hours with appropriate notice; installation beyond 100 miles will be quoted by Service. |  | 39887 | 39887 | 39887 |  | 39887 | 0.00 | 0 | 0 |  | 0.0 |  | True | 1
|  |  | 1 | ea |  | Oversized units with crated shipping dimensions greater or equal to 72" in length and/or 90" in height. If delivery is to a facility without a standard height dock, additional shipping charges will apply depending on the service requested. consult Factory. |  | 0 | 0 | 0 |  | 0 | 0.00 | 0 | 0 |  | 0.0 |  | True | 1
|  |  | 1 |  |  | Standard warranty - 1-Year parts, labor & travel time during normal working hours within the USA |  | 0 | 0 | 0 |  | 0 | 0.00 | 0 | 0 |  | 0.0 |  | True | 1
|  |  | 1 |  |  | NOTE: For water of 3-grains of hardness or more, Hobart suggests adding a water softener. |  | 0 | 0 | 0 |  | 0 | 0.00 | 0 | 0 |  | 0.0 |  | True | 1
355 |  |  | 0 |  | SpareNo | SpareNo |  | 0 | 0 | 0 |  | 0 | 0.00 | 0 | 0 |  | 0.0 |  | True | 0 | SpareNo
356 | Custom Fabrication | STAINLESS STEEL | 1 | ea | CLEAN DISH TABLE |  |  | 0 | 0 | 0 |  | 0 | 0.00 | 0 | 0 |  | 0.0 |  | True | 0
357 | Custom Fabrication | STAINLESS STEEL | 1 | ea | GLASS RACK SHELF |  |  | 0 | 0 | 0 |  | 0 | 0.00 | 0 | 0 |  | 0.0 |  | True | 0
358 | Advance Tabco | 7-PS-68 | 1 | ea | HAND SINK | Hand Sink, wall mounted, 14" wide x 10" front-to-back x 5" deep bowl, 20 gauge 304 stainless steel, with splash mounted gooseneck faucet with wrist blades, basket drain, wall bracket, NSF, cCSAus |  | 371 | 371 | 742 | 50 | 371 | 13.00 | 0 | 0 | 100 | 2.00000 |  | True | 1
| Advance Tabco | 7-PS-10 | 1 | ea |  | P-trap, heavy duty, 1-1/2", 17 gauge |  | 64 | 64 | 128 | 50 | 64 | 1.00 | 0 | 0 | 77.5 | 0.0 |  | True | 1
| Advance Tabco | 7-PS-15 | 1 | ea |  | Welded Side Splash, 12"H (installed height), both sides, for hand sinks with 14" wide x 10" front-to-back bowl, splash mounted faucets |  | 243.5 | 243.5 | 487 | 50 | 243.5 | 14.00 | 0 | 0 | 100 | 1.00000 |  | True | 1
359 |  |  | 0 |  | SpareNo | SpareNo |  | 0 | 0 | 0 |  | 0 | 0.00 | 0 | 0 |  | 0.0 |  | True | 0 | SpareNo
360 |  |  | 0 |  | SpareNo | SpareNo |  | 0 | 0 | 0 |  | 0 | 0.00 | 0 | 0 |  | 0.0 |  | True | 0 | SpareNo
361 | Rubbermaid | FG354060GRAY | 1 | ea | TRASH RECEPTACLE | Slim Jim® Container, 23 gallon, 22"W x 11"D x 30"H, with venting channels, molded-in handles, general purpose waste, open type without lid, high-impact plastic construction, gray, Made in USA |  | 47.13 | 47.13 | 94.26 | 50 | 47.13 | 8.24 | 0 | 0 | 150 | 0.0 |  | True | 4
362 | InSinkErator | PRT | 1 | ea | FOOD WASTE COLLECTOR | PowerRinse® Trough (Model PRT™) - Complete Waste Collection System Package. Requires only 1 GPM (3.79 LPM) of fresh water per hour. Pre-rinse and scrapping system with 70 GPM (264.98 LPM) recirculated water flow capability, dry start protection, and adjustable run time. Pre-plumbed and pre-wired base assembly with control, solenoid and pump (requires additional plumbing for trough); integrated air gap; stainless steel mounting tray, base assembly, basket cover, pump housing, 1/4" pump inlet screen, and pump impeller; 1/4" perforated scrap basket with four ergonomic handles; flanged feet; check valves; 2" drain discharge; 1/2" NPT water inlets |  | 6714.5 | 6714.5 | 13429 | 50 | 6714.5 | 165.00 | 0 | 0 | 85 | 31.96000 |  | True | 1
|  |  | 1 |  |  | (1) year On-Site parts & labor warranty from date of installation (standard) |  | 0 | 0 | 0 |  | 0 | 0.00 | 0 | 0 |  | 0.0 |  | True | 1
| InSinkErator | PRT-1 | 1 | ea |  | 110-120v/60/1-ph |  | 0 | 0 | 0 |  | 0 | 0.00 | 0 | 0 |  | 0.0 |  | True | 1
363 | Fisher | 34452 | 1 | ea | PRE-RINSE UNIT | Pre-Rinse Unit, spring style, backsplash mount, 8" centers, 16" riser, 36" hose, 1.15 GPM Ultra-Spray™ PLUS spray valve with built-in spray handle clip & dish guard bumper, lever handles with color coded indexes, add-on faucet with 10" swing spout, includes wall bracket, 1/2" NPT male inlets, brass, ADA Compliant |  | 310 | 310 | 620 | 50 | 310 | 15.00 | 0 | 0 | 77.5 | 0.0 |  | True | 1
364 | Hobart | CLPS66ENVL+BUILDUP | 1 | ea | Dishwasher, Conveyor Type, Ventless | Ventless Conveyor Dishwasher, heat pump energy recovery operation, 22" power scrapper, single tank, (202) racks/hour, Opti-Rinse™ system, insulated hinged cabinet-style doors with door interlock switches, door actuated drain closure, pressure reducing valve, self-aligning wash manifolds, stainless steel anti-clogging wash arms, removable pump intake screen, stainless steel self-draining pump & impeller, (1) scrap screen & basket, 19-1/2"H chamber accommodates (6) sheet pans, 0.62 gallon/rack, stainless steel enclosure panels, NSF rated pot and pan mode, programmable microprocessor controls with low temperature, dirty water, and de-lime notification, 30kW stainless booster heater, 9kW wash tank heater, 4 HP compressor, 1/6 HP drive, 2 HP wash, 2 HP power scrapper, 1/6 HP heat pump fan, ENERGY STAR® (heat pump ships separately) (Call your sales representative for more information) |  | 0 | 0 | 0 |  | 0 | 1044.00 | 0 | 0 |  | 165.00000 |  | True | 1
365 |  |  | 0 |  | SpareNo | SpareNo |  | 0 | 0 | 0 |  | 0 | 0.00 | 0 | 0 |  | 0.0 |  | True | 0 | SpareNo
366 | Custom Fabrication | STAINLESS STEEL | 1 | ea | FLOOR TROUGH AND GRATE |  |  | 0 | 0 | 0 |  | 0 | 0.00 | 0 | 0 |  | 0.0 |  | True | 0
367 | Custom Fabrication | STAINLESS STEEL | 1 | ea | CLEAN DISH TABLE |  |  | 0 | 0 | 0 |  | 0 | 0.00 | 0 | 0 |  | 0.0 |  | True | 0
368 | Custom Fabrication | STAINLESS STEEL | 1 | ea | GLASS RACK SHELF |  |  | 0 | 0 | 0 |  | 0 | 0.00 | 0 | 0 |  | 0.0 |  | True | 0
369 |  |  | 0 |  | SpareNo | SpareNo |  | 0 | 0 | 0 |  | 0 | 0.00 | 0 | 0 |  | 0.0 |  | True | 0 | SpareNo
370 |  |  | 0 |  | SpareNo | SpareNo |  | 0 | 0 | 0 |  | 0 | 0.00 | 0 | 0 |  | 0.0 |  | True | 0 | SpareNo
371 | Custom Fabrication | STAINLESS STEEL | 1 | ea | POT SINK |  |  | 0 | 0 | 0 |  | 0 | 0.00 | 0 | 0 |  | 0.0 |  | True | 0
372 | Custom Fabrication | STAINLESS STEEL | 1 | ea | POT SHELF |  |  | 0 | 0 | 0 |  | 0 | 0.00 | 0 | 0 |  | 0.0 |  | True | 0
373 | Rubbermaid | FG262000GRAY | 1 | ea | TRASH RECEPTACLE | ProSave® Brute® Container, without lid, 20 gallon, 19-1/2"D x 22-7/8"H, round, reinforced rims, built in handles, double rimmed base, high-impact plastic construction, gray, NSF | 0.05 | 22.5015 | 22.5 | 42.86 | 50 | 21.43 | 5.83 | 0 | 0 | 250 | 0.0 |  | True | 6
| Rubbermaid | FG264000BLA | 1 | ea | Trash Receptacle, Dolly | Brute® Dolly, 18-1/4"D x 6-5/8"H, heavy duty 3" casters, 250 lb. capacity, for 2620, 2632, 2643, 2655, black | 0.05 | 45.255 | 45.26 | 86.2 | 50 | 43.1 | 5.73 | 0 | 0 | 250 | 0.0 |  | True | 2
| Rubbermaid | FG9G7700WHT | 1 | ea | Trash Receptacle Lid / Top | ProSave® Sliding Container Lid, fits container Brute® 2620, 20-3/4" dia. x 5"H, includes 3 cup portioning scoop (9G52), clear rotating sliding door, dishwasher safe, white, NSF, S.O.S. (Special Order Smallwares) product; see SOS document for details | 0.05 | 53.298 | 53.3 | 101.52 | 50 | 50.76 | 4.85 | 0 | 0 | 250 | 1.44 |  | True | 1
374 | Custom Fabrication | STAINLESS STEEL | 1 | ea | FLOOR TROUGH AND GRATE |  |  | 0 | 0 | 0 |  | 0 | 0.00 | 0 | 0 |  | 0.0 |  | True | 0
375 |  |  | 0 |  | SpareNo | SpareNo |  | 0 | 0 | 0 |  | 0 | 0.00 | 0 | 0 |  | 0.0 |  | True | 0 | SpareNo
376 | Advance Tabco | 7-PS-68 | 1 | ea | HAND SINK | Hand Sink, wall mounted, 14" wide x 10" front-to-back x 5" deep bowl, 20 gauge 304 stainless steel, with splash mounted gooseneck faucet with wrist blades, basket drain, wall bracket, NSF, cCSAus |  | 371 | 371 | 742 | 50 | 371 | 13.00 | 0 | 0 | 100 | 2.00000 |  | True | 1
| Advance Tabco | 7-PS-10 | 1 | ea |  | P-trap, heavy duty, 1-1/2", 17 gauge |  | 64 | 64 | 128 | 50 | 64 | 1.00 | 0 | 0 | 77.5 | 0.0 |  | True | 1
| Advance Tabco | 7-PS-15 | 1 | ea |  | Welded Side Splash, 12"H (installed height), both sides, for hand sinks with 14" wide x 10" front-to-back bowl, splash mounted faucets |  | 243.5 | 243.5 | 487 | 50 | 243.5 | 14.00 | 0 | 0 | 100 | 1.00000 |  | True | 1
377 | Rubbermaid | FG354060GRAY | 1 | ea | TRASH RECEPTACLE | Slim Jim® Container, 23 gallon, 22"W x 11"D x 30"H, with venting channels, molded-in handles, general purpose waste, open type without lid, high-impact plastic construction, gray, Made in USA |  | 47.13 | 47.13 | 94.26 | 50 | 47.13 | 8.24 | 0 | 0 | 150 | 0.0 |  | True | 4
378 | Custom Fabrication | STAINLESS STEEL | 1 | ea | GLASS POLISH TABLE |  |  | 0 | 0 | 0 |  | 0 | 0.00 | 0 | 0 |  | 0.0 |  | True | 0
379 |  |  | 0 |  | SpareNo | SpareNo |  | 0 | 0 | 0 |  | 0 | 0.00 | 0 | 0 |  | 0.0 |  | True | 0 | SpareNo
380 |  |  | 0 |  | SpareNo | SpareNo |  | 0 | 0 | 0 |  | 0 | 0.00 | 0 | 0 |  | 0.0 |  | True | 0 | SpareNo
381 | Custom Fabrication | STAINLESS STEEL | 1 | ea | GLASS RACK SHELF |  |  | 0 | 0 | 0 |  | 0 | 0.00 | 0 | 0 |  | 0.0 |  | True | 0
382 | Metro | CBH2121C | 2 | ea | GLASS RACK DOLLY | Dolly, for Cup/Glass Rack, platform design, single stack, designed for 20" x 20" racks, all aluminum construction, with corner bumpers & handle |  | 361 | 722 | 722 | 50 | 361 | 34.00 | 0 | 0 | 70 | 1.31000 |  | True | 1
383 | Metro | 1848NK3 | 6 | ea | CLEAN DISH STORAGE SHELVING | Super Erecta® Shelf, wire, 48"W x 18"D, plastic split sleeves are included in each carton, Metroseal 3™ epoxy-coated corrosion-resistant finish with Microban® antimicrobial protection, NSF | 0.05 | 384.9982 | 2310 | 733.33 | 50 | 366.665 | 12.00 | 0 | 0 | 70 | 0.8 |  | True | 1
384 |  |  | 0 |  | SpareNo | SpareNo |  | 0 | 0 | 0 |  | 0 | 0.00 | 0 | 0 |  | 0.0 |  | True | 0 | SpareNo
385-400 |  |  | 0 |  | SpareNo | SpareNo |  | 0 | 0 | 0 |  | 0 | 0.00 | 0 | 0 |  | 0.0 |  | True | 0 | SpareNo
|  |  | 0 |  |  | SUSHI AREA |  | 0 | 0 | 0 |  | 0 | 0.00 | 0 | 0 |  | 0.0 |  | True | 0
401 | Custom Fabrication | MILLWORK | 1 | ea | SERVICE COUNTER |  |  | 0 | 0 | 0 |  | 0 | 0.00 | 0 | 0 |  | 0.0 |  | True | 0
402 | Custom Fabrication | STAINLESS STEEL | 1 | ea | SUSHI COUNTER |  |  | 0 | 0 | 0 |  | 0 | 0.00 | 0 | 0 |  | 0.0 |  | True | 0
403 | Custom Fabrication | STAINLESS STEEL | 1 | ea | SUSHI CASE |  |  | 0 | 0 | 0 |  | 0 | 0.00 | 0 | 0 |  | 0.0 |  | True | 0
404 | OS&e | OS&E | 1 | ea | POS PRINTER | BY OS&E |  | 0 | 0 | 0 |  | 0 | 0.00 | 0 | 0 |  | 0.0 |  | True | 0
405 |  |  | 0 |  | SpareNo | SpareNo |  | 0 | 0 | 0 |  | 0 | 0.00 | 0 | 0 |  | 0.0 |  | True | 0 | SpareNo
406 | Custom Fabrication | STAINLESS STEEL | 1 | ea | RECESSED CUTTING BOARD |  |  | 0 | 0 | 0 |  | 0 | 0.00 | 0 | 0 |  | 0.0 |  | True | 0
407 | Custom Fabrication | STAINLESS STEEL | 1 | ea | UNDER COUNTER REFRIGERATOR |  |  | 0 | 0 | 0 |  | 0 | 0.00 | 0 | 0 |  | 0.0 |  | True | 0
408 | Town | 57130 | 1 | ea | Rice / Grain Cooker | RiceMaster® Rice Cooker/Holder, electronic, 30 cup uncooked capacity, stainless steel exterior finish, one touch, auto cook/hold, cooks in 34 minutes, 120v/60/1-ph, 18 amps, 1750 watts, NEMA 5-15P, ETL, NSF |  | 556.5 | 556.5 | 1113 | 50 | 556.5 | 30.00 | 0 | 0 | 85 | 4.20000 |  | True | 1
|  |  | 1 |  |  | (2) Two year mail-in parts and labor warranty, standard |  | 0 | 0 | 0 |  | 0 | 0.00 | 0 | 0 |  | 0.0 |  | True | 1
409 |  |  | 0 |  | SpareNo | SpareNo |  | 0 | 0 | 0 |  | 0 | 0.00 | 0 | 0 |  | 0.0 |  | True | 0 | SpareNo
410 |  |  | 0 |  | SpareNo | SpareNo |  | 0 | 0 | 0 |  | 0 | 0.00 | 0 | 0 |  | 0.0 |  | True | 0 | SpareNo
411 | Custom Fabrication | STAINLESS STEEL | 1 | ea | RECESSED CUTTING BOARD |  |  | 0 | 0 | 0 |  | 0 | 0.00 | 0 | 0 |  | 0.0 |  | True | 0
412 | Custom Fabrication | STAINLESS STEEL | 1 | ea | UNDER COUNTER REFRIGERATOR |  |  | 0 | 0 | 0 |  | 0 | 0.00 | 0 | 0 |  | 0.0 |  | True | 0
413 | Custom Fabrication | STAINLESS STEEL | 1 | ea | SUSHI BACK COUNTER WITH SINK |  |  | 0 | 0 | 0 |  | 0 | 0.00 | 0 | 0 |  | 0.0 |  | True | 0
414 | Custom Fabrication | STAINLESS STEEL | 1 | ea | HAND SINK |  |  | 0 | 0 | 0 |  | 0 | 0.00 | 0 | 0 |  | 0.0 |  | True | 0
415 |  |  | 0 |  | SpareNo | SpareNo |  | 0 | 0 | 0 |  | 0 | 0.00 | 0 | 0 |  | 0.0 |  | True | 0 | SpareNo
416 | Custom Fabrication | STAINLESS STEEL | 3 | ea | TRASH CHUTE |  |  | 0 | 0 | 0 |  | 0 | 0.00 | 0 | 0 |  | 0.0 |  | True | 0
417 | Custom Fabrication | STAINLESS STEEL | 3 | ea | TRASH RECEPTACLE |  |  | 0 | 0 | 0 |  | 0 | 0.00 | 0 | 0 |  | 0.0 |  | True | 0
418 | Custom Fabrication | STAINLESS STEEL | 1 | ea | UNDER COUNTER REFRIGERATOR |  |  | 0 | 0 | 0 |  | 0 | 0.00 | 0 | 0 |  | 0.0 |  | True | 0
419 |  |  | 0 |  | SpareNo | SpareNo |  | 0 | 0 | 0 |  | 0 | 0.00 | 0 | 0 |  | 0.0 |  | True | 0 | SpareNo
420 |  |  | 0 |  | SpareNo | SpareNo |  | 0 | 0 | 0 |  | 0 | 0.00 | 0 | 0 |  | 0.0 |  | True | 0 | SpareNo
421 | Custom Fabrication | STAINLESS STEEL | 1 | ea | DOUBLE WALL SHELF |  |  | 0 | 0 | 0 |  | 0 | 0.00 | 0 | 0 |  | 0.0 |  | True | 0
422 | OS&e | OS&E | 1 | ea | POS PRINTER | BY OS&E |  | 0 | 0 | 0 |  | 0 | 0.00 | 0 | 0 |  | 0.0 |  | True | 0
423 |  |  | 0 |  | SpareNo | SpareNo |  | 0 | 0 | 0 |  | 0 | 0.00 | 0 | 0 |  | 0.0 |  | True | 0 | SpareNo
424 |  |  | 0 |  | SpareNo | SpareNo |  | 0 | 0 | 0 |  | 0 | 0.00 | 0 | 0 |  | 0.0 |  | True | 0 | SpareNo
425-430 |  |  | 0 |  | SpareNo | SpareNo |  | 0 | 0 | 0 |  | 0 | 0.00 | 0 | 0 |  | 0.0 |  | True | 0 | SpareNo
|  |  | 0 |  |  | COOKING AREA |  | 0 | 0 | 0 |  | 0 | 0.00 | 0 | 0 |  | 0.0 |  | True | 0
431 | Custom Fabrication | STAINLESS STEEL | 1 | ea | WORK TABLE |  |  | 0 | 0 | 0 |  | 0 | 0.00 | 0 | 0 |  | 0.0 |  | True | 0
432 | Wells (Middleby) | F-15 | 1 | ea | Electric Countertop Fryer | Fryer, electric, countertop, single fry pot, 15 lb. capacity, thermostatic controls, (2) half-size baskets, stainless steel fry pot, front, top & sides, 4" adjustable legs, UL, NSF, CSA |  | 1833 | 1833 | 3666 | 50 | 1833 | 47.00 | 0 | 0 | 85 | 0.0 |  | True | 1
|  |  | 1 |  |  | 1 year limited parts & labor warranty, standard |  | 0 | 0 | 0 |  | 0 | 0.00 | 0 | 0 |  | 0.0 |  | True | 1
|  |  | 1 |  |  | Note: Must specify voltage and phase |  | 0 | 0 | 0 |  | 0 | 0.00 | 0 | 0 |  | 0.0 |  | True | 1
|  |  | 1 |  |  | 208/240v/60/1-ph, 4.3-5.75 kW, 20.8-24.0 amps, NEMA 6-30P, standard |  | 0 | 0 | 0 |  | 0 | 0.00 | 0 | 0 |  | 0.0 |  | True | 1
| Wells (Middleby) | 20563 | 1 | st |  | Legs, 4", stainless steel, set of four, adjustable |  | 125 | 125 | 250 | 50 | 125 | 5.00 | 0 | 0 | 85 | 1.00000 |  | True | 1
433 | True Mfg. - General Foodservice | STA1R-1S-HC | 1 | ea | Reach-In Refrigerator | SPEC SERIES® Refrigerator, reach-in, one-section, (1) stainless steel door with lock, cam-lift hinges, digital temperature control, (3) chrome shelves, LED interior lights, stainless steel front & sides, aluminum interior sides & walls, stainless floor & ceiling, 5" castors, R290 Hydrocarbon refrigerant, 1/4 HP, 115v/60/1-ph, 3.8 amps, NEMA 5-15P, cULus, UL EPH Classified, Made in USA, ENERGY STAR® |  | 9148.5 | 9148.5 | 18297 | 50 | 9148.5 | 370.00 | 0 | 0 | 150 | 77.00000 |  | True | 1
|  |  | 1 | ea |  | 7 year compressor warranty, 7 years parts warranty, 7 year labor warranty, standard. Visit www.truemfg.com for specifics. |  | 0 | 0 | 0 |  | 0 | 0.00 | 0 | 0 |  | 0.0 |  | True | 1
|  |  | 1 |  |  | Door hinged right standard |  | 0 | 0 | 0 |  | 0 | 0.00 | 0 | 0 |  | 0.0 |  | True | 1
|  |  | 1 |  |  | (3) chrome shelves & shelf supports standard per section |  | 0 | 0 | 0 |  | 0 | 0.00 | 0 | 0 |  | 0.0 |  | True | 1
|  |  | 1 | st |  | 5" castors (set of 4), standard |  | 0 | 0 | 0 |  | 0 | 0.00 | 0 | 0 |  | 0.0 |  | True | 1
434 | Custom Fabrication | STAINLESS STEEL | 1 | ea | CHEF'S COUNTER |  |  | 0 | 0 | 0 |  | 0 | 0.00 | 0 | 0 |  | 0.0 |  | True | 0
435 |  |  | 0 |  | SpareNo | SpareNo |  | 0 | 0 | 0 |  | 0 | 0.00 | 0 | 0 |  | 0.0 |  | True | 0 | SpareNo
436 | Custom Fabrication | STAINLESS STEEL | 1 | ea | DOUBLE OVERSHELF |  |  | 0 | 0 | 0 |  | 0 | 0.00 | 0 | 0 |  | 0.0 |  | True | 0
437 | OS&e | OS&E | 1 | ea | POS PRINTER | BY OS&E |  | 0 | 0 | 0 |  | 0 | 0.00 | 0 | 0 |  | 0.0 |  | True | 0
438 | Custom Fabrication | STAINLESS STEEL | 1 | ea | UNDER COUNTER FREEZER |  |  | 0 | 0 | 0 |  | 0 | 0.00 | 0 | 0 |  | 0.0 |  | True | 0
439 |  |  | 0 |  | SpareNo | SpareNo |  | 0 | 0 | 0 |  | 0 | 0.00 | 0 | 0 |  | 0.0 |  | True | 0 | SpareNo
440 |  |  | 0 |  | SpareNo | SpareNo |  | 0 | 0 | 0 |  | 0 | 0.00 | 0 | 0 |  | 0.0 |  | True | 0 | SpareNo
441 | Custom Fabrication | STAINLESS STEEL | 1 | ea | UNDER COUNTER REFRIGERATOR |  |  | 0 | 0 | 0 |  | 0 | 0.00 | 0 | 0 |  | 0.0 |  | True | 0
442 | OS&e | OS&E | 1 | ea | POS PRINTER | BY OS&E |  | 0 | 0 | 0 |  | 0 | 0.00 | 0 | 0 |  | 0.0 |  | True | 0
443 | Custom Fabrication | STAINLESS STEEL | 1 | ea | UNDER COUNTER REFRIGERATOR |  |  | 0 | 0 | 0 |  | 0 | 0.00 | 0 | 0 |  | 0.0 |  | True | 0
444 | Custom Fabrication | STAINLESS STEEL | 1 | ea | HAND SINK |  |  | 0 | 0 | 0 |  | 0 | 0.00 | 0 | 0 |  | 0.0 |  | True | 0
445 |  |  | 0 |  | SpareNo | SpareNo |  | 0 | 0 | 0 |  | 0 | 0.00 | 0 | 0 |  | 0.0 |  | True | 0 | SpareNo
446 | Custom Fabrication | STAINLESS STEEL | 3 | ea | TRASH CHUTE |  |  | 0 | 0 | 0 |  | 0 | 0.00 | 0 | 0 |  | 0.0 |  | True | 0
447 | Custom Fabrication | STAINLESS STEEL | 3 | ea | TRASH RECEPTACLE |  |  | 0 | 0 | 0 |  | 0 | 0.00 | 0 | 0 |  | 0.0 |  | True | 0
448 | Custom Fabrication | STAINLESS STEEL | 1 | ea | UNDER COUNTER REFRIGERATOR |  |  | 0 | 0 | 0 |  | 0 | 0.00 | 0 | 0 |  | 0.0 |  | True | 0
449 |  |  | 0 |  | SpareNo | SpareNo |  | 0 | 0 | 0 |  | 0 | 0.00 | 0 | 0 |  | 0.0 |  | True | 0 | SpareNo
450 |  |  | 0 |  | SpareNo | SpareNo |  | 0 | 0 | 0 |  | 0 | 0.00 | 0 | 0 |  | 0.0 |  | True | 0 | SpareNo
451 | OS&e | OS&E | 1 | ea | POS PRINTER | BY OS&E |  | 0 | 0 | 0 |  | 0 | 0.00 | 0 | 0 |  | 0.0 |  | True | 0
452 | Gaylord | ELX | 1 | ea | EXHAUST HOOD |  |  | 0 | 0 | 0 |  | 0 | 0.00 | 0 | 0 |  | 0.0 |  | True | 0
453 | Gaylord | COMMAND CENTER | 1 | ea | EXHAUST HOOD CONTROL CABINET |  |  | 0 | 0 | 0 |  | 0 | 0.00 | 0 | 0 |  | 0.0 |  | True | 0
454 | Ansul | R-102 | 1 | ea | FIRE SUPPRESSION SYSTEM |  |  | 8750 | 8750 | 8750 |  | 8750 | 0.00 | 0 | 0 |  | 0.0 |  | True | 0
455 |  |  | 0 |  | SpareNo | SpareNo |  | 0 | 0 | 0 |  | 0 | 0.00 | 0 | 0 |  | 0.0 |  | True | 0 | SpareNo
456 | Jade (Middleby) | JMPR-12 | 1 | ea | Spreader Plate | Titan™ Heavy Duty Range, 12" modular spreader plate, 6" solid plate shelf, stainless steel top, front, sides & stub back, CSAus, NSF |  | 2324.5 | 2324.5 | 4649 | 50 | 2324.5 | 100.00 | 0 | 0 | 85 | 0.0 |  | True | 1
|  |  | 1 |  |  | NOTE: All units are fully welded with heavy duty construction, stainless steel sides, front and top are standard |  | 0 | 0 | 0 |  | 0 | 0.00 | 0 | 0 |  | 0.0 |  | True | 1
|  |  | 1 |  |  | Two years part & labor warranty |  | 0 | 0 | 0 |  | 0 | 0.00 | 0 | 0 |  | 0.0 |  | True | 1
|  |  | 1 |  |  | Legs, 25"H, crossrails, standard |  | 0 | 0 | 0 |  | 0 | 0.00 | 0 | 0 |  | 0.0 |  | True | 1
457 | Jade (Middleby) | JTFF-40-18 | 2 | ea | Gas Floor Fryer | Titan™ 18" Heavy Duty Range Match Fryer, gas, 40-50 lb. capacity, millivolt control, 6" plate shelf, stainless steel tank, front, sides & top, 6" adjustable legs, 122,000 BTU, CSAus, NSF |  | 7933.5 | 15867 | 15867 | 50 | 7933.5 | 280.00 | 0 | 0 | 85 | 0.0 |  | True | 1
|  |  | 2 |  |  | NOTE: All units are fully welded with heavy duty construction, stainless steel sides, front and top are standard |  | 0 | 0 | 0 |  | 0 | 0.00 | 0 | 0 |  | 0.0 |  | True | 1
|  |  | 2 |  |  | Two years part & labor warranty |  | 0 | 0 | 0 |  | 0 | 0.00 | 0 | 0 |  | 0.0 |  | True | 1
|  |  | 2 |  |  | Gas type to be specified |  | 0 | 0 | 0 |  | 0 | 0.00 | 0 | 0 |  | 0.0 |  | True | 1
|  |  | 2 |  |  | 3/4" Rear connection, standard |  | 0 | 0 | 0 |  | 0 | 0.00 | 0 | 0 |  | 0.0 |  | True | 1
|  |  | 2 |  |  | 3/4" Gas regulator supplied with range |  | 0 | 0 | 0 |  | 0 | 0.00 | 0 | 0 |  | 0.0 |  | True | 1
458 | Jade (Middleby) | JMPR-6 | 1 | ea | Spreader Plate | Titan™ Heavy Duty Range, 6" modular spreader plate, 6" solid plate shelf, stainless steel top, front, sides & stub back, CSAus, NSF |  | 1906.5 | 1906.5 | 3813 | 50 | 1906.5 | 80.00 | 0 | 0 | 85 | 0.0 |  | True | 1
|  |  | 1 |  |  | NOTE: All units are fully welded with heavy duty construction, stainless steel sides, front and top are standard |  | 0 | 0 | 0 |  | 0 | 0.00 | 0 | 0 |  | 0.0 |  | True | 1
|  |  | 1 |  |  | Two years part & labor warranty |  | 0 | 0 | 0 |  | 0 | 0.00 | 0 | 0 |  | 0.0 |  | True | 1
|  |  | 1 |  |  | Legs, 25"H, crossrails, standard |  | 0 | 0 | 0 |  | 0 | 0.00 | 0 | 0 |  | 0.0 |  | True | 1
459 |  |  | 0 |  | SpareNo | SpareNo |  | 0 | 0 | 0 |  | 0 | 0.00 | 0 | 0 |  | 0.0 |  | True | 0 | SpareNo
460 |  |  | 0 |  | SpareNo | SpareNo |  | 0 | 0 | 0 |  | 0 | 0.00 | 0 | 0 |  | 0.0 |  | True | 0 | SpareNo
461 | Jade (Middleby) | JTRH-6-36 | 1 | ea | HD Range, 36", 6 Open Burners | Titan™ Heavy Duty Range, gas, 36", (6) 35,000 BTU open burners, infinite controls, standard oven, (2) chrome plated racks, stainless steel oven liner, 6" plate shelf, front, sides, stub back & bottom, 6" adjustable legs, 245,000 BTU, CSAus, NSF |  | 10630.5 | 10630.5 | 21261 | 50 | 10630.5 | 690.00 | 0 | 0 | 85 | 0.0 |  | True | 1
|  |  | 1 |  |  | NOTE: All units are fully welded with heavy duty construction, stainless steel sides, front and top are standard |  | 0 | 0 | 0 |  | 0 | 0.00 | 0 | 0 |  | 0.0 |  | True | 1
|  |  | 1 |  |  | NOTE: Stainless steel tray bed (burner box), deflectors, tray guides and drip tray/grease can standard |  | 0 | 0 | 0 |  | 0 | 0.00 | 0 | 0 |  | 0.0 |  | True | 1
|  |  | 1 |  |  | Two years part & labor warranty - Includes Five year warranty parts on oven door (parts only) & Ten year warranty on range frame (parts only), standard |  | 0 | 0 | 0 |  | 0 | 0.00 | 0 | 0 |  | 0.0 |  | True | 1
|  |  | 1 |  |  | Gas type to be specified |  | 0 | 0 | 0 |  | 0 | 0.00 | 0 | 0 |  | 0.0 |  | True | 1
|  |  | 1 |  |  | 3/4" Rear connection, standard |  | 0 | 0 | 0 |  | 0 | 0.00 | 0 | 0 |  | 0.0 |  | True | 1
|  |  | 1 |  |  | 3/4" Gas regulator supplied with range |  | 0 | 0 | 0 |  | 0 | 0.00 | 0 | 0 |  | 0.0 |  | True | 1
|  |  | 1 |  |  | Convection in lieu of standard oven, add "C" to model no. |  | 3479.5 | 3479.5 | 6959 | 50 | 3479.5 | 0.00 | 0 | 0 |  | 0.0 |  | True | 1
|  |  | 1 |  |  | 115v/60/1-ph (convection oven) |  | 0 | 0 | 0 |  | 0 | 0.00 | 0 | 0 |  | 0.0 |  | True | 1
462 | PizzaMaster | PM 722ED | 1 | ea | Pizza Bake Oven, Deck-Type, Electric | PizzaMaster® 700 Series Pizza Oven, deck-type, electric, (2) decks, 28" W x 28" D internal dimensions per deck, (4) 14" pizza capacity per deck, digital display with electronic controls, 932°F max operating temperature, (2) 14"W stones per deck, timer, halogen lighting, Turbo-Start, oven door with heat-reflecting glass, retractable front loading shelf, stainless steel front, legs with locking casters, 6.7kW (per deck), UL, UL EPH Classified |  | 27287.2 | 27287.2 | 27287.2 |  | 27287.2 | 617.00 | 0 | 0 | 92.5 | 0.0 |  | True | 1
|  |  | 1 |  |  | 2 year parts & 1 year labor warranty, standard |  | 0 | 0 | 0 |  | 0 | 0.00 | 0 | 0 |  | 0.0 |  | True | 1
|  |  | 1 |  |  | NOTE: End user certifies that the location has been checked for proper voltage, phase & amperage |  | 0 | 0 | 0 |  | 0 | 0.00 | 0 | 0 |  | 0.0 |  | True | 1
|  |  | 2 |  |  | 208v/60/3-ph, 17.9 amps, per deck, standard inventory |  | 0 | 0 | 0 |  | 0 | 0.00 | 0 | 0 |  | 0.0 |  | True | 1
|  |  | 1 |  |  | NOTE: Email PizzaMaster USA customer service for availability: pmquotes@mpmfeg.com |  | 0 | 0 | 0 |  | 0 | 0.00 | 0 | 0 |  | 0.0 |  | True | 1
|  |  | 1 |  |  | Stainless steel front, standard |  | 0 | 0 | 0 |  | 0 | 0.00 | 0 | 0 |  | 0.0 |  | True | 1
| PizzaMaster | 80072 | 2 | ea |  | High temperature control, 500°C/932°F, per deck |  | 0 | 0 | 0 |  | 0 | 0.00 | 0 | 0 |  | 0.0 |  | True | 1
| PizzaMaster | 80040-01 | 1 | ea |  | Extra retractable frontal unloading shelf PM 720 |  | 0 | 0 | 0 |  | 0 | 0.00 | 0 | 0 |  | 0.0 |  | True | 1
463 | Custom Fabrication | STAINLESS STEEL | 1 | ea | WORK TABLE |  |  | 0 | 0 | 0 |  | 0 | 0.00 | 0 | 0 |  | 0.0 |  | True | 0
464 | Custom Fabrication | STAINLESS STEEL | 1 | ea | CHEFS COUNTER WITH SINK |  |  | 0 | 0 | 0 |  | 0 | 0.00 | 0 | 0 |  | 0.0 |  | True | 0
465 |  |  | 0 |  | SpareNo | SpareNo |  | 0 | 0 | 0 |  | 0 | 0.00 | 0 | 0 |  | 0.0 |  | True | 0 | SpareNo
466 | Custom Fabrication | STAINLESS STEEL | 1 | ea | DOUBLE OVERSHELF |  |  | 0 | 0 | 0 |  | 0 | 0.00 | 0 | 0 |  | 0.0 |  | True | 0
467 | OS&e | OS&E | 1 | ea | POS PRINTER | BY OS&E |  | 0 | 0 | 0 |  | 0 | 0.00 | 0 | 0 |  | 0.0 |  | True | 0
468 | Custom Fabrication | STAINLESS STEEL | 1 | ea | UNDER COUNTER REFRIGERATOR |  |  | 0 | 0 | 0 |  | 0 | 0.00 | 0 | 0 |  | 0.0 |  | True | 0
469 |  |  | 0 |  | SpareNo | SpareNo |  | 0 | 0 | 0 |  | 0 | 0.00 | 0 | 0 |  | 0.0 |  | True | 0 | SpareNo
470 |  |  | 0 |  | SpareNo | SpareNo |  | 0 | 0 | 0 |  | 0 | 0.00 | 0 | 0 |  | 0.0 |  | True | 0 | SpareNo
471 | Custom Fabrication | STAINLESS STEEL | 1 | ea | UNDER COUNTER REFRIGERATOR |  |  | 0 | 0 | 0 |  | 0 | 0.00 | 0 | 0 |  | 0.0 |  | True | 0
472 | OS&e | OS&E | 1 | ea | POS PRINTER | BY OS&E |  | 0 | 0 | 0 |  | 0 | 0.00 | 0 | 0 |  | 0.0 |  | True | 0
473 |  |  | 0 |  | SpareNo | SpareNo |  | 0 | 0 | 0 |  | 0 | 0.00 | 0 | 0 |  | 0.0 |  | True | 0 | SpareNo
474 |  |  | 0 |  | SpareNo | SpareNo |  | 0 | 0 | 0 |  | 0 | 0.00 | 0 | 0 |  | 0.0 |  | True | 0 | SpareNo
475-500 |  |  | 0 |  | SpareNo | SpareNo |  | 0 | 0 | 0 |  | 0 | 0.00 | 0 | 0 |  | 0.0 |  | True | 0 | SpareNo
|  |  | 0 |  |  | COOKING AREA |  | 0 | 0 | 0 |  | 0 | 0.00 | 0 | 0 |  | 0.0 |  | True | 0
501 | Custom Fabrication | STAINLESS STEEL | 1 | ea | CHEFS COUNTER |  |  | 0 | 0 | 0 |  | 0 | 0.00 | 0 | 0 |  | 0.0 |  | True | 0
502 | Custom Fabrication | STAINLESS STEEL | 1 | ea | DOUBLE OVERSHELF |  |  | 0 | 0 | 0 |  | 0 | 0.00 | 0 | 0 |  | 0.0 |  | True | 0
503 | OS&e | OS&E | 2 | ea | POS PRINTER | BY OS&E |  | 0 | 0 | 0 |  | 0 | 0.00 | 0 | 0 |  | 0.0 |  | True | 0
504 | Custom Fabrication | STAINLESS STEEL | 1 | ea | UNDER COUNTER REFRIGERATOR |  |  | 0 | 0 | 0 |  | 0 | 0.00 | 0 | 0 |  | 0.0 |  | True | 0
505 |  |  | 0 |  | SpareNo | SpareNo |  | 0 | 0 | 0 |  | 0 | 0.00 | 0 | 0 |  | 0.0 |  | True | 0 | SpareNo
506 | Custom Fabrication | STAINLESS STEEL | 1 | ea | HAND SINK |  |  | 0 | 0 | 0 |  | 0 | 0.00 | 0 | 0 |  | 0.0 |  | True | 0
507 | Custom Fabrication | STAINLESS STEEL | 3 | ea | TRASH CHUTE |  |  | 0 | 0 | 0 |  | 0 | 0.00 | 0 | 0 |  | 0.0 |  | True | 0
508 | Custom Fabrication | STAINLESS STEEL | 3 | ea | TRASH RECEPTACLE |  |  | 0 | 0 | 0 |  | 0 | 0.00 | 0 | 0 |  | 0.0 |  | True | 0
509 |  |  | 0 |  | SpareNo | SpareNo |  | 0 | 0 | 0 |  | 0 | 0.00 | 0 | 0 |  | 0.0 |  | True | 0 | SpareNo
510 |  |  | 0 |  | SpareNo | SpareNo |  | 0 | 0 | 0 |  | 0 | 0.00 | 0 | 0 |  | 0.0 |  | True | 0 | SpareNo
511 | Custom Fabrication | STAINLESS STEEL | 1 | ea | UNDER COUNTER REFRIGERATOR |  |  | 0 | 0 | 0 |  | 0 | 0.00 | 0 | 0 |  | 0.0 |  | True | 0
511 |  |  | 0 |  | SpareNo | SpareNo |  | 0 | 0 | 0 |  | 0 | 0.00 | 0 | 0 |  | 0.0 |  | True | 0 | SpareNo
512 | Custom Fabrication | STAINLESS STEEL | 1 | ea | UNDER COUNTER FREEZER |  |  | 0 | 0 | 0 |  | 0 | 0.00 | 0 | 0 |  | 0.0 |  | True | 0
513 | Gaylord | ELX | 1 | ea | EXHAUST HOOD |  |  | 0 | 0 | 0 |  | 0 | 0.00 | 0 | 0 |  | 0.0 |  | True | 0
514 | Gaylord | COMMAND CENTER | 1 | ea | EXHAUST HOOD CONTROL CABINET |  |  | 0 | 0 | 0 |  | 0 | 0.00 | 0 | 0 |  | 0.0 |  | True | 0
515 |  |  | 0 |  | SpareNo | SpareNo |  | 0 | 0 | 0 |  | 0 | 0.00 | 0 | 0 |  | 0.0 |  | True | 0 | SpareNo
516 | Ansul | R-102 | 1 | ea | FIRE SUPPRESSION SYSTEM |  |  | 8750 | 8750 | 8750 |  | 8750 | 0.00 | 0 | 0 |  | 0.0 |  | True | 0
517 | Jade (Middleby) | JSHBI-36H-36 | 1 | ea | Broiler, Deck-Type, Gas | Titan™ Heavy Duty Upright Infrared Broiler, gas, 36", single-deck, ceramic radiants, roll-out grid carriage, lift out grids, (1) standard oven, (1) warming oven, (2) chrome plated oven racks, 6" plate shelf, stainless steel construction, adjustable legs, 115v/60/1-ph, 2.0 amps, cord & plug, 139,000 BTU, CSAus, NSF |  | 21573.5 | 21573.5 | 43147 | 50 | 21573.5 | 1000.00 | 0 | 0 | 85 | 0.0 |  | True | 1
|  |  | 1 |  |  | NOTE: All units are fully welded with heavy duty construction, stainless steel sides, front and top are standard |  | 0 | 0 | 0 |  | 0 | 0.00 | 0 | 0 |  | 0.0 |  | True | 1
|  |  | 1 |  |  | Two years part & labor warranty |  | 0 | 0 | 0 |  | 0 | 0.00 | 0 | 0 |  | 0.0 |  | True | 1
|  |  | 1 |  |  | Gas type to be specified |  | 0 | 0 | 0 |  | 0 | 0.00 | 0 | 0 |  | 0.0 |  | True | 1
|  |  | 1 |  |  | 3/4" Rear connection, standard |  | 0 | 0 | 0 |  | 0 | 0.00 | 0 | 0 |  | 0.0 |  | True | 1
|  |  | 1 |  |  | 3/4" Gas regulator supplied with range |  | 0 | 0 | 0 |  | 0 | 0.00 | 0 | 0 |  | 0.0 |  | True | 1
518 | Custom Fabrication | STAINLESS STEEL | 1 | ea | WORK TABLE |  |  | 0 | 0 | 0 |  | 0 | 0.00 | 0 | 0 |  | 0.0 |  | True | 0
519 |  |  | 0 |  | SpareNo | SpareNo |  | 0 | 0 | 0 |  | 0 | 0.00 | 0 | 0 |  | 0.0 |  | True | 0 | SpareNo
520 |  |  | 0 |  | SpareNo | SpareNo |  | 0 | 0 | 0 |  | 0 | 0.00 | 0 | 0 |  | 0.0 |  | True | 0 | SpareNo
521 | Custom Fabrication | STAINLESS STEEL | 1 | ea | MEAT RESTING RACK |  |  | 0 | 0 | 0 |  | 0 | 0.00 | 0 | 0 |  | 0.0 |  | True | 0
522 | Jade (Middleby) | JMRH-8-A | 1 | ea | HD Range, 48", 8 Open Burners | Titan™ Heavy Duty Range, gas, 48", modular, (8) 35,000 BTU open burners, infinite controls, stainless steel 6" plate shelf, front, sides & stub back, 280,000 BTU, CSAus, NSF |  | 9019.5 | 9019.5 | 18039 | 50 | 9019.5 | 590.00 | 0 | 0 | 85 | 0.0 |  | True | 1
|  |  | 1 |  |  | NOTE: All units are fully welded with heavy duty construction, stainless steel sides, front and top are standard |  | 0 | 0 | 0 |  | 0 | 0.00 | 0 | 0 |  | 0.0 |  | True | 1
|  |  | 1 |  |  | NOTE: Stainless steel tray bed (burner box), deflectors, tray guides and drip tray/grease can standard |  | 0 | 0 | 0 |  | 0 | 0.00 | 0 | 0 |  | 0.0 |  | True | 1
|  |  | 1 |  |  | Two years part & labor warranty - Includes Five year warranty parts on oven door (parts only) & Ten year warranty on range frame (parts only), standard |  | 0 | 0 | 0 |  | 0 | 0.00 | 0 | 0 |  | 0.0 |  | True | 1
|  |  | 1 |  |  | Gas type to be specified |  | 0 | 0 | 0 |  | 0 | 0.00 | 0 | 0 |  | 0.0 |  | True | 1
|  |  | 1 |  |  | 1" Rear connection, standard |  | 0 | 0 | 0 |  | 0 | 0.00 | 0 | 0 |  | 0.0 |  | True | 1
|  |  | 1 |  |  | 1" Gas regulator (max. 600,000 BTU) |  | 601.5 | 601.5 | 1203 | 50 | 601.5 | 0.00 | 0 | 0 |  | 0.0 |  | True | 1
|  |  | 1 |  |  | Legs, 25"H, crossrails, standard |  | 0 | 0 | 0 |  | 0 | 0.00 | 0 | 0 |  | 0.0 |  | True | 1
523 | Jade (Middleby) | JRLH-02S-T-48 | 1 | ea | Refrigerated Base, Self-Contained | Titan™ Fire & Ice™ Refrigerated Base, 48", self-contained, (2) 27-1/4" self-closing drawers, (4) 12" x 20" x 6" pan capacity (pans by others), face mounted dial thermometers, built-in condensate evaporator, stainless steel 6" adjustable legs, 12.6 amps, cETLus |  | 11999.5 | 11999.5 | 23999 | 50 | 11999.5 | 425.00 | 0 | 0 | 85 | 0.0 |  | True | 1
|  |  | 1 |  |  | All units are fully welded with heavy duty construction, stainless steel sides and front are standard |  | 0 | 0 | 0 |  | 0 | 0.00 | 0 | 0 |  | 0.0 |  | True | 1
|  |  | 1 |  |  | Two years part & labor warranty |  | 0 | 0 | 0 |  | 0 | 0.00 | 0 | 0 |  | 0.0 |  | True | 1
|  |  | 1 |  |  | 115v/60/1-ph, standard |  | 0 | 0 | 0 |  | 0 | 0.00 | 0 | 0 |  | 0.0 |  | True | 1
524 | Jade (Middleby) | JTPC-18 | 1 | ea | Pasta Cooker, Gas | Titan™ Heavy Duty Pasta Cooker, gas, 18", 11 gallon capacity removable tank, top mount water faucet, piezo igniter, automatic pilot, includes: (6) baskets, 6" plate shelf, stainless steel construction, 6" adjustable legs, 80,000 BTU, CSAus, NSF |  | 10339.5 | 10339.5 | 20679 | 50 | 10339.5 | 375.00 | 0 | 0 |  | 0.0 |  | True | 1
|  |  | 1 |  |  | NOTE: All units are fully welded with heavy duty construction, stainless steel sides, front and top are standard |  | 0 | 0 | 0 |  | 0 | 0.00 | 0 | 0 |  | 0.0 |  | True | 1
|  |  | 1 |  |  | Two years part & labor warranty |  | 0 | 0 | 0 |  | 0 | 0.00 | 0 | 0 |  | 0.0 |  | True | 1
|  |  | 1 |  |  | Gas type to be specified |  | 0 | 0 | 0 |  | 0 | 0.00 | 0 | 0 |  | 0.0 |  | True | 1
|  |  | 1 |  |  | 3/4" Rear connection, standard |  | 0 | 0 | 0 |  | 0 | 0.00 | 0 | 0 |  | 0.0 |  | True | 1
|  |  | 1 |  |  | 3/4" Gas regulator supplied with range |  | 0 | 0 | 0 |  | 0 | 0.00 | 0 | 0 |  | 0.0 |  | True | 1
|  |  | 1 |  |  | 1/2" Rear water connection,left |  | 0 | 0 | 0 |  | 0 | 0.00 | 0 | 0 |  | 0.0 |  | True | 1
|  |  | 1 |  |  | 1" Drain, Bottom front left |  | 0 | 0 | 0 |  | 0 | 0.00 | 0 | 0 |  | 0.0 |  | True | 1
525 |  |  | 0 |  | SpareNo | SpareNo |  | 0 | 0 | 0 |  | 0 | 0.00 | 0 | 0 |  | 0.0 |  | True | 0 | SpareNo
526 | Jade (Middleby) | JSB-36RMT | 1 | ea | Salamander Broiler, Gas | Titan™ Salamander Broiler, 36", gas, range mount, infrared type burners, counter balanced roll out grid carriage with 4 locking positions, stainless steel riser, front, sides, interior, bottom & top, 35,000 BTU, CSAus, NSF |  | 6287.5 | 6287.5 | 12575 | 50 | 6287.5 | 310.00 | 0 | 0 | 85 | 0.0 |  | True | 1
|  |  | 1 |  |  | NOTE: All units are fully welded with heavy duty construction, stainless steel sides, front and top are standard |  | 0 | 0 | 0 |  | 0 | 0.00 | 0 | 0 |  | 0.0 |  | True | 1
|  |  | 1 |  |  | Two years part & labor warranty |  | 0 | 0 | 0 |  | 0 | 0.00 | 0 | 0 |  | 0.0 |  | True | 1
|  |  | 1 |  |  | Gas type to be specified |  | 0 | 0 | 0 |  | 0 | 0.00 | 0 | 0 |  | 0.0 |  | True | 1
|  |  | 1 |  |  | NOTE: Riser and range mount charge included |  | 0 | 0 | 0 |  | 0 | 0.00 | 0 | 0 |  | 0.0 |  | True | 1
|  |  | 1 |  |  | Interconnecting gas line (rear gas required on range) |  | 564.5 | 564.5 | 1129 | 50 | 564.5 | 0.00 | 0 | 0 |  | 0.0 |  | True | 1
527 | Jade (Middleby) | JMRH-8-A | 1 | ea | HD Range, 48", 8 Open Burners | Titan™ Heavy Duty Range, gas, 48", modular, (8) 35,000 BTU open burners, infinite controls, stainless steel 6" plate shelf, front, sides & stub back, 280,000 BTU, CSAus, NSF |  | 9019.5 | 9019.5 | 18039 | 50 | 9019.5 | 590.00 | 0 | 0 | 85 | 0.0 |  | True | 1
|  |  | 1 |  |  | NOTE: All units are fully welded with heavy duty construction, stainless steel sides, front and top are standard |  | 0 | 0 | 0 |  | 0 | 0.00 | 0 | 0 |  | 0.0 |  | True | 1
|  |  | 1 |  |  | NOTE: Stainless steel tray bed (burner box), deflectors, tray guides and drip tray/grease can standard |  | 0 | 0 | 0 |  | 0 | 0.00 | 0 | 0 |  | 0.0 |  | True | 1
|  |  | 1 |  |  | Two years part & labor warranty - Includes Five year warranty parts on oven door (parts only) & Ten year warranty on range frame (parts only), standard |  | 0 | 0 | 0 |  | 0 | 0.00 | 0 | 0 |  | 0.0 |  | True | 1
|  |  | 1 |  |  | Gas type to be specified |  | 0 | 0 | 0 |  | 0 | 0.00 | 0 | 0 |  | 0.0 |  | True | 1
|  |  | 1 |  |  | 1" Rear connection, standard |  | 0 | 0 | 0 |  | 0 | 0.00 | 0 | 0 |  | 0.0 |  | True | 1
|  |  | 1 |  |  | 1" Gas regulator (max. 600,000 BTU) |  | 601.5 | 601.5 | 1203 | 50 | 601.5 | 0.00 | 0 | 0 |  | 0.0 |  | True | 1
|  |  | 1 |  |  | Legs, 25"H, crossrails, standard |  | 0 | 0 | 0 |  | 0 | 0.00 | 0 | 0 |  | 0.0 |  | True | 1
528 | Jade (Middleby) | JRLH-02S-T-48 | 1 | ea | Refrigerated Base, Self-Contained | Titan™ Fire & Ice™ Refrigerated Base, 48", self-contained, (2) 27-1/4" self-closing drawers, (4) 12" x 20" x 6" pan capacity (pans by others), face mounted dial thermometers, built-in condensate evaporator, stainless steel 6" adjustable legs, 12.6 amps, cETLus |  | 11999.5 | 11999.5 | 23999 | 50 | 11999.5 | 425.00 | 0 | 0 | 85 | 0.0 |  | True | 1
|  |  | 1 |  |  | All units are fully welded with heavy duty construction, stainless steel sides and front are standard |  | 0 | 0 | 0 |  | 0 | 0.00 | 0 | 0 |  | 0.0 |  | True | 1
|  |  | 1 |  |  | Two years part & labor warranty |  | 0 | 0 | 0 |  | 0 | 0.00 | 0 | 0 |  | 0.0 |  | True | 1
|  |  | 1 |  |  | 115v/60/1-ph, standard |  | 0 | 0 | 0 |  | 0 | 0.00 | 0 | 0 |  | 0.0 |  | True | 1
529 |  |  | 0 |  | SpareNo | SpareNo |  | 0 | 0 | 0 |  | 0 | 0.00 | 0 | 0 |  | 0.0 |  | True | 0 | SpareNo
530 |  |  | 0 |  | SpareNo | SpareNo |  | 0 | 0 | 0 |  | 0 | 0.00 | 0 | 0 |  | 0.0 |  | True | 0 | SpareNo
531 | Jade (Middleby) | JMPR-6 | 1 | ea | Spreader Plate | Titan™ Heavy Duty Range, 6" modular spreader plate, 6" solid plate shelf, stainless steel top, front, sides & stub back, CSAus, NSF |  | 1906.5 | 1906.5 | 3813 | 50 | 1906.5 | 80.00 | 0 | 0 | 85 | 0.0 |  | True | 1
|  |  | 1 |  |  | NOTE: All units are fully welded with heavy duty construction, stainless steel sides, front and top are standard |  | 0 | 0 | 0 |  | 0 | 0.00 | 0 | 0 |  | 0.0 |  | True | 1
|  |  | 1 |  |  | Two years part & labor warranty |  | 0 | 0 | 0 |  | 0 | 0.00 | 0 | 0 |  | 0.0 |  | True | 1
|  |  | 1 |  |  | Legs, 25"H, crossrails, standard |  | 0 | 0 | 0 |  | 0 | 0.00 | 0 | 0 |  | 0.0 |  | True | 1
532 | Jade (Middleby) | JTFF-40-18 | 2 | ea | Gas Floor Fryer | Titan™ 18" Heavy Duty Range Match Fryer, gas, 40-50 lb. capacity, millivolt control, 6" plate shelf, stainless steel tank, front, sides & top, 6" adjustable legs, 122,000 BTU, CSAus, NSF |  | 7933.5 | 15867 | 15867 | 50 | 7933.5 | 280.00 | 0 | 0 | 85 | 0.0 |  | True | 1
|  |  | 2 |  |  | NOTE: All units are fully welded with heavy duty construction, stainless steel sides, front and top are standard |  | 0 | 0 | 0 |  | 0 | 0.00 | 0 | 0 |  | 0.0 |  | True | 1
|  |  | 2 |  |  | Two years part & labor warranty |  | 0 | 0 | 0 |  | 0 | 0.00 | 0 | 0 |  | 0.0 |  | True | 1
|  |  | 2 |  |  | Gas type to be specified |  | 0 | 0 | 0 |  | 0 | 0.00 | 0 | 0 |  | 0.0 |  | True | 1
|  |  | 2 |  |  | 3/4" Rear connection, standard |  | 0 | 0 | 0 |  | 0 | 0.00 | 0 | 0 |  | 0.0 |  | True | 1
|  |  | 2 |  |  | 3/4" Gas regulator supplied with range |  | 0 | 0 | 0 |  | 0 | 0.00 | 0 | 0 |  | 0.0 |  | True | 1
533 | Jade (Middleby) | JMPR-18 | 1 | ea | Spreader Plate | Titan™ Heavy Duty Range, 18" modular spreader plate, 6" solid plate shelf, stainless steel top, front, sides & stub back, CSAus, NSF |  | 2913.5 | 2913.5 | 5827 | 50 | 2913.5 | 120.00 | 0 | 0 | 85 | 0.0 |  | True | 1
|  |  | 1 |  |  | NOTE: All units are fully welded with heavy duty construction, stainless steel sides, front and top are standard |  | 0 | 0 | 0 |  | 0 | 0.00 | 0 | 0 |  | 0.0 |  | True | 1
|  |  | 1 |  |  | Two years part & labor warranty |  | 0 | 0 | 0 |  | 0 | 0.00 | 0 | 0 |  | 0.0 |  | True | 1
|  |  | 1 |  |  | Legs, 25"H, crossrails, standard |  | 0 | 0 | 0 |  | 0 | 0.00 | 0 | 0 |  | 0.0 |  | True | 1
534 |  |  | 0 |  | SpareNo | SpareNo |  | 0 | 0 | 0 |  | 0 | 0.00 | 0 | 0 |  | 0.0 |  | True | 0 | SpareNo
535-540 |  |  | 0 |  | SpareNo | SpareNo |  | 0 | 0 | 0 |  | 0 | 0.00 | 0 | 0 |  | 0.0 |  | True | 0 | SpareNo
|  |  | 0 |  |  | ICE AND STORAGE AREA |  | 0 | 0 | 0 |  | 0 | 0.00 | 0 | 0 |  | 0.0 |  | True | 0
541 | Hoshizaki | F-801MAJ | 1 | ea | Ice Flaker | Ice Maker, Flake-Style, 22"W, air-cooled, self-contained condenser, production capacity up to 751 lb/24 hours at 70°/50° (566 lb AHRI certified at 90°/70°), stainless steel finish, Advanced CleanCycle24™, R-404A refrigerant, 115v/60/1-ph, 11.8 amps, NSF, UL, ENERGY STAR® |  | 6465 | 6465 | 12930 | 50 | 6465 | 200.00 | 0 | 0 | 92.5 | 0.0 |  | True | 1
|  |  | 1 |  |  | Warranty: 3-Year parts & labor on entire machine |  | 0 | 0 | 0 |  | 0 | 0.00 | 0 | 0 |  | 0.0 |  | True | 1
|  |  | 1 |  |  | Warranty: 5-Year parts on compressor & air-cooled condenser |  | 0 | 0 | 0 |  | 0 | 0.00 | 0 | 0 |  | 0.0 |  | True | 1
542 | Kloppenberg Products, LLC (Middleby) | 1455-SBB | 1 | ea | Ice Bin for Ice Machines | Ice Storage Bin, Double Door Upright, 72"W, 1818 lb. application storage, 34" minimum door clearance, (2) sliding view windows and (2) lift-up spring-loaded doors, stainless steel exterior & interior, top cut for ice maker(s) of choice, NSF, Made in USA |  | 8093 | 8093 | 16186 | 50 | 8093 | 495.00 | 0 | 0 | 175 | 0.0 |  | True | 1
|  |  | 1 |  |  | NOTE: Purchase order must clearly indicate make, model and quantity of ice maker(s) being used with bin for PO to be processed |  | 0 | 0 | 0 |  | 0 | 0.00 | 0 | 0 |  | 0.0 |  | True | 1
543 | Hoshizaki | KML-325MAJ | 2 | ea | Ice Maker, Cube-Style | Ice Maker, Cube-Style, 30"W, air-cooled, self-contained condenser, production capacity up to 380 lb/24 hours at 70°/50° (300 lb AHRI certified at 90°/70°), stainless steel finish, crescent cube style, R-404A refrigerant, 115v/60/1-ph, 8.4 amps, NSF, UL |  | 3795 | 7590 | 7590 | 50 | 3795 | 185.00 | 0 | 0 | 92.5 | 0.0 |  | True | 1
|  |  | 2 |  |  | Warranty: 3-Year parts & labor on entire machine |  | 0 | 0 | 0 |  | 0 | 0.00 | 0 | 0 |  | 0.0 |  | True | 1
|  |  | 2 |  |  | Warranty: 5-Year parts & labor on evaporator |  | 0 | 0 | 0 |  | 0 | 0.00 | 0 | 0 |  | 0.0 |  | True | 1
|  |  | 2 |  |  | Warranty: 5-Year parts on compressor & air-cooled condenser |  | 0 | 0 | 0 |  | 0 | 0.00 | 0 | 0 |  | 0.0 |  | True | 1
544 | Custom Fabrication | STAINLESS STEEL | 1 | ea | FLOOR TROUGH AND GRATE |  |  | 0 | 0 | 0 |  | 0 | 0.00 | 0 | 0 |  | 0.0 |  | True | 0
545 |  |  | 0 |  | SpareNo | SpareNo |  | 0 | 0 | 0 |  | 0 | 0.00 | 0 | 0 |  | 0.0 |  | True | 0 | SpareNo
546 | Hoshizaki | H9320-52 | 1 | ea | Water Filtration System, for Ice Machines | Water Filtration System, twin configuration, 19.11" H (manifold & cartridge) |  | 480 | 480 | 960 | 50 | 480 | 0.00 | 0 | 0 | 92.5 | 0.0 |  | True | 1
|  |  | 1 |  |  | Warranty: 1-Year on entire water filtration system & replaceable elements, standard |  | 0 | 0 | 0 |  | 0 | 0.00 | 0 | 0 |  | 0.0 |  | True | 1
547 | Hoshizaki | H9320-52 | 2 | ea | Water Filtration System, for Ice Machines | Water Filtration System, twin configuration, 19.11" H (manifold & cartridge) |  | 480 | 960 | 960 | 50 | 480 | 0.00 | 0 | 0 | 92.5 | 0.0 |  | True | 1
|  |  | 2 |  |  | Warranty: 1-Year on entire water filtration system & replaceable elements, standard |  | 0 | 0 | 0 |  | 0 | 0.00 | 0 | 0 |  | 0.0 |  | True | 1
548 | Metro | 1848NC | 1 | ea | DRY STORAGE SHELVING | Super Erecta® Shelf, wire, 48"W x 18"D, plastic split sleeves are included in each carton, Metroseal 3™ epoxy-coated corrosion-resistant finish with Microban® antimicrobial protection, NSF | 0.05 | 384.9982 | 385 | 733.33 | 50 | 366.665 | 12.00 | 0 | 0 | 70 | 0.8 |  | True | 1
549 |  |  | 0 |  | SpareNo | SpareNo |  | 0 | 0 | 0 |  | 0 | 0.00 | 0 | 0 |  | 0.0 |  | True | 0 | SpareNo
550 |  |  | 0 |  | SpareNo | SpareNo |  | 0 | 0 | 0 |  | 0 | 0.00 | 0 | 0 |  | 0.0 |  | True | 0 | SpareNo
551 | Custom Fabrication | STAINLESS STEEL | 1 | ea | FLOOR TROUGH AND GRATE |  |  | 0 | 0 | 0 |  | 0 | 0.00 | 0 | 0 |  | 0.0 |  | True | 0
552 | Thermalrite | CUSTOM | 1 | ea | WALK-IN COOLER |  |  | 0 | 0 | 0 |  | 0 | 0.00 | 0 | 0 |  | 0.0 |  | True | 0
553 | RDT | EVAPORATOR COIL | 1 | ea | EVAPORATOR COIL |  |  | 0 | 0 | 0 |  | 0 | 0.00 | 0 | 0 |  | 0.0 |  | True | 0
554 | RDT | REFRIGERATION | 1 | ea | CONDENSING UNIT |  |  | 0 | 0 | 0 |  | 0 | 0.00 | 0 | 0 |  | 0.0 |  | True | 0
555 |  |  | 0 |  | SpareNo | SpareNo |  | 0 | 0 | 0 |  | 0 | 0.00 | 0 | 0 |  | 0.0 |  | True | 0 | SpareNo
556 | Metro | 1848NK3 | 5 | ea | COOLER STORAGE SHELVING | Super Erecta® Shelf, wire, 48"W x 18"D, plastic split sleeves are included in each carton, Metroseal 3™ epoxy-coated corrosion-resistant finish with Microban® antimicrobial protection, NSF | 0.05 | 384.9982 | 1925 | 733.33 | 50 | 366.665 | 12.00 | 0 | 0 | 70 | 0.8 |  | True | 1
557 |  |  | 0 |  | SpareNo | SpareNo |  | 0 | 0 | 0 |  | 0 | 0.00 | 0 | 0 |  | 0.0 |  | True | 0 | SpareNo
558 |  |  | 0 |  | SpareNo | SpareNo |  | 0 | 0 | 0 |  | 0 | 0.00 | 0 | 0 |  | 0.0 |  | True | 0 | SpareNo
559 |  |  | 0 |  | SpareNo | SpareNo |  | 0 | 0 | 0 |  | 0 | 0.00 | 0 | 0 |  | 0.0 |  | True | 0 | SpareNo
560-600 |  |  | 0 |  | SpareNo | SpareNo |  | 0 | 0 | 0 |  | 0 | 0.00 | 0 | 0 |  | 0.0 |  | True | 0 | SpareNo