## Spreadsheet
ItemNo | Mfr | Model | Qty | Unit | Category | Spec | Markup | Sell | SellTotal | List | Discount | Net | Weight | Net Freight | Net Install | Class | Case Cube | Spreadsheet Notes | Taxable | Units Per Case | Special
|  |  | 0 |  |  | DOCK AREA |  | 0 | 0 | 0 |  | 0 | 0.00 | 0 | 0 |  | 0.0 |  | True | 0
1-100 |  |  | 0 |  | SpareNo | SpareNo |  | 0 | 0 | 0 |  | 0 | 0.00 | 0 | 0 |  | 0.0 |  | True | 0 | SpareNo
|  |  | 0 |  |  | BULK STORAGE AREA |  | 0 | 0 | 0 |  | 0 | 0.00 | 0 | 0 |  | 0.0 |  | True | 0
101 | Vendor | BY VENDOR | 2 | ea | SODA SYSTEM AND RACK | BY VENDOR |  | 0 | 0 | 0 |  | 0 | 0.00 | 0 | 0 |  | 0.0 |  | True | 0
102 | Vendor | BY VENDOR | 3 | ea | CO2 TANK | BY VENDOR |  | 0 | 0 | 0 |  | 0 | 0.00 | 0 | 0 |  | 0.0 |  | True | 0
103 | Thermalrite | CUSTOM | 1 | ea | BULK FREEZER |  |  | 0 | 0 | 0 |  | 0 | 0.00 | 0 | 0 |  | 0.0 |  | True | 0
104 | RDT | EVAPORATOR COIL | 1 | ea | EVAPORATOR COIL |  |  | 0 | 0 | 0 |  | 0 | 0.00 | 0 | 0 |  | 0.0 |  | True | 0
105 |  |  | 0 |  | SpareNo | SpareNo |  | 0 | 0 | 0 |  | 0 | 0.00 | 0 | 0 |  | 0.0 |  | True | 0 | SpareNo
106 | Metro | 1848NK3 | 4 | ea | FREEZER STORAGE SHELVING | Super Erecta® Shelf, wire, 48"W x 18"D, plastic split sleeves are included in each carton, Metroseal 3™ epoxy-coated corrosion-resistant finish with Microban® antimicrobial protection, NSF | 0.05 | 384.9982 | 1540 | 733.33 | 50 | 366.665 | 12.00 | 0 | 0 | 70 | 0.8 |  | True | 1
107 | Thermalrite | CUSTOM | 1 | ea | BULK COOLER |  |  | 0 | 0 | 0 |  | 0 | 0.00 | 0 | 0 |  | 0.0 |  | True | 0
108 | Custom Fabrication | STAINLESS STEEL | 1 | ea | FLOOR TROUGH AND GRATE |  |  | 0 | 0 | 0 |  | 0 | 0.00 | 0 | 0 |  | 0.0 |  | True | 0
109 |  |  | 0 |  | SpareNo | SpareNo |  | 0 | 0 | 0 |  | 0 | 0.00 | 0 | 0 |  | 0.0 |  | True | 0 | SpareNo
110 |  |  | 0 |  | SpareNo | SpareNo |  | 0 | 0 | 0 |  | 0 | 0.00 | 0 | 0 |  | 0.0 |  | True | 0 | SpareNo
111 | RDT | EVAPORATOR COIL | 1 | ea | EVAPORATOR COIL |  |  | 0 | 0 | 0 |  | 0 | 0.00 | 0 | 0 |  | 0.0 |  | True | 0
112 | Metro | 1848NK3 | 7 | ea | COOLER STORAGE SHELVING | Super Erecta® Shelf, wire, 48"W x 18"D, plastic split sleeves are included in each carton, Metroseal 3™ epoxy-coated corrosion-resistant finish with Microban® antimicrobial protection, NSF | 0.05 | 384.9982 | 2695 | 733.33 | 50 | 366.665 | 12.00 | 0 | 0 | 70 | 0.8 |  | True | 1
113 | Metro | HDP35C | 2 | ea | DUNNAGE RACK | HD Super™ Dunnage Rack, 16-1/4"H, 48"W x 18"D, holds up to 3000 lb., 1-5/8"D post, includes: cap & leveling bolt, chrome |  | 399 | 798 | 798 | 50 | 399 | 52.00 | 0 | 0 | 70 | 2.61000 |  | True | 1
113 | Metro | HP33C | 2 | ea | Dunnage Rack | Super Erecta® Dunnage Rack with Mat, 36"W x 18"D, lift-off mats, offset wire design, smooth snag-free surface, chrome, 14-1/2"H, including mat, cap & leveling bolt, 1600 lb. capacity |  | 222.5 | 445 | 445 | 50 | 222.5 | 30.00 | 0 | 0 | 70 | 1.93000 |  | True | 1
114 | Metro | 1848NC | 11 | ea | DRY STORAGE SHELVING | Super Erecta® Shelf, wire, 48"W x 18"D, plastic split sleeves are included in each carton, Metroseal 3™ epoxy-coated corrosion-resistant finish with Microban® antimicrobial protection, NSF | 0.05 | 384.9982 | 4235 | 733.33 | 50 | 366.665 | 12.00 | 0 | 0 | 70 | 0.8 |  | True | 1
115 |  |  | 0 |  | SpareNo | SpareNo |  | 0 | 0 | 0 |  | 0 | 0.00 | 0 | 0 |  | 0.0 |  | True | 0 | SpareNo
116 | Custom |  | 1 | ea | ORDER TAKER WORK SURFACE | MILLWORK/ BY GENERAL CONTRACTOR |  | 0 | 0 | 0 |  | 0 | 0.00 | 0 | 0 |  | 0.0 |  | True | 0
117 | Custom |  | 1 | ea | WALL CABINET | MILLWORK/ BY GENERAL CONTRACTOR |  | 0 | 0 | 0 |  | 0 | 0.00 | 0 | 0 |  | 0.0 |  | True | 0
118 | OS&E | OS&E | 1 | ea | CHAIR | BY OS&E |  | 0 | 0 | 0 |  | 0 | 0.00 | 0 | 0 |  | 0.0 |  | True | 0
119 |  |  | 0 |  | SpareNo | SpareNo |  | 0 | 0 | 0 |  | 0 | 0.00 | 0 | 0 |  | 0.0 |  | True | 0 | SpareNo
120 |  |  | 0 |  | SpareNo | SpareNo |  | 0 | 0 | 0 |  | 0 | 0.00 | 0 | 0 |  | 0.0 |  | True | 0 | SpareNo
121 | OS&e | OS&E | 1 | ea | COMPUTER | BY OS&E |  | 0 | 0 | 0 |  | 0 | 0.00 | 0 | 0 |  | 0.0 |  | True | 0
122 | Custom |  | 1 | ea | STORAGE CABINET - LOCKABLE | MILLWORK/ BY GENERAL CONTRACTOR |  | 0 | 0 | 0 |  | 0 | 0.00 | 0 | 0 |  | 0.0 |  | True | 0
123 |  |  | 0 |  | SpareNo | SpareNo |  | 0 | 0 | 0 |  | 0 | 0.00 | 0 | 0 |  | 0.0 |  | True | 0 | SpareNo
124 |  |  | 0 |  | SpareNo | SpareNo |  | 0 | 0 | 0 |  | 0 | 0.00 | 0 | 0 |  | 0.0 |  | True | 0 | SpareNo
124 | Scotsman | AP3-P | 1 | ea | WATER FILTRATION SYSTEM | AquaPatrol™ Plus Water Filtration System, triple system, 6.3 gallons per minute max flow, designed for cubers over 1,300 lb, cULus, NSF |  | 833 | 833 | 1666 | 50 | 833 | 16.00 | 0 | 0 | 92.5 | 3.12963 |  | True | 1
|  |  | 1 |  |  | NOTE: Sale of this product must comply with Scotsman's MSRP Policy; contact your Scotsman representative for details |  | 0 | 0 | 0 |  | 0 | 0.00 | 0 | 0 |  | 0.0 |  | True | 1
125 |  |  | 0 |  | SpareNo | SpareNo |  | 0 | 0 | 0 |  | 0 | 0.00 | 0 | 0 |  | 0.0 |  | True | 0 | SpareNo
126 | Kloppenberg Products, LLC (Middleby) | SPS-3 | 1 | ea | ICE BIN | Shuttle Plus Storage®, 2000 lb capacity (includes carts), 36" minimum door clearance, (3) guillotine ice shut-off, (3) front access doors, stainless steel exterior & interior, stainless steel tubular base with cart drain center rear, (3) poly carts standard, NSF, Made in USA |  | 22821.5 | 22821.5 | 45643 | 50 | 22821.5 | 875.00 | 0 | 0 | 175 | 0.0 |  | True | 1
|  |  | 1 |  |  | NOTE: Purchase order must clearly indicate make, model and quantity of ice maker(s) being used with bin for PO to be processed |  | 0 | 0 | 0 |  | 0 | 0.00 | 0 | 0 |  | 0.0 |  | True | 1
127 | Custom Fabrication | STAINLESS STEEL | 1 | ea | FLOOR TROUGH AND GRATE |  |  | 0 | 0 | 0 |  | 0 | 0.00 | 0 | 0 |  | 0.0 |  | True | 0
128 | Scotsman | C1448MW-3 | 1 | ea | ICE MACHINE | Prodigy Plus® Ice Maker, cube style, water-cooled, self-contained condenser, production capacity up to 1444 lb/24 hours at 70°/50° (1340 lb AHRI certified at 90°/70°), medium cube size, AutoAlert™ indicating lights, WaterSense adjustable purge control, one-touch cleaning, harvest assist, unit specific QR code, stainless steel finish, AgION™ antimicrobial protection, 208-230v/60/3-ph, 11.9 amps, cULus, NSF, CE, engineered and assembled in USA |  | 6849.5 | 6849.5 | 13699 | 50 | 6849.5 | 345.00 | 0 | 0 | 92.5 | 28.40000 |  | True | 1
|  |  | 1 |  |  | NOTE: Sale of this product must comply with Scotsman's MSRP Policy; contact your Scotsman representative for details |  | 0 | 0 | 0 |  | 0 | 0.00 | 0 | 0 |  | 0.0 |  | True | 1
|  |  | 1 |  |  | 3 year parts & labor warranties |  | 0 | 0 | 0 |  | 0 | 0.00 | 0 | 0 |  | 0.0 |  | True | 1
|  |  | 1 |  |  | 5 year parts & labor warranties on Evaporator |  | 0 | 0 | 0 |  | 0 | 0.00 | 0 | 0 |  | 0.0 |  | True | 1
|  |  | 1 |  |  | 5 year parts on compressor & condenser |  | 0 | 0 | 0 |  | 0 | 0.00 | 0 | 0 |  | 0.0 |  | True | 1
129 |  |  | 0 |  | SpareNo | SpareNo |  | 0 | 0 | 0 |  | 0 | 0.00 | 0 | 0 |  | 0.0 |  | True | 0 | SpareNo
130 |  |  | 0 |  | SpareNo | SpareNo |  | 0 | 0 | 0 |  | 0 | 0.00 | 0 | 0 |  | 0.0 |  | True | 0 | SpareNo
131 | Scotsman | FS0522W-1 | 1 | ea | ICE MACHINE | Prodigy Plus® Ice Maker, flake style, water-cooled, self-contained condenser, production capacity up to 530 lb/24 hours at 70°/50° (429 lb AHRI certified at 90°/70°), sealed maintenance-free bearings, AutoAlert™ indicating lights, unit specific QR code, stainless steel evaporator and auger, one-touch cleaning, stainless steel finish, AgION™ antimicrobial protection, R-404A refrigerant, 115v/60/1-ph, 12.1 amps, NSF, cULus, engineered and assembled in USA |  | 5499 | 5499 | 10998 | 50 | 5499 | 173.00 | 0 | 0 | 92.5 | 11.57000 |  | True | 1
|  |  | 1 |  |  | NOTE: Sale of this product must comply with Scotsman's MSRP Policy; contact your Scotsman representative for details |  | 0 | 0 | 0 |  | 0 | 0.00 | 0 | 0 |  | 0.0 |  | True | 1
|  |  | 1 |  |  | 3 year parts & labor warranties |  | 0 | 0 | 0 |  | 0 | 0.00 | 0 | 0 |  | 0.0 |  | True | 1
|  |  | 1 |  |  | 5 year parts on compressor |  | 0 | 0 | 0 |  | 0 | 0.00 | 0 | 0 |  | 0.0 |  | True | 1
132 | Kloppenberg Products, LLC (Middleby) | PCC-250 | 3 | ea | ICE CART | Standard Poly Ice Shuttle Classic Cart, 250 lb. capacity, 22" minimum door clearance, split lid-side drop, rugged with heavy duty castors, 10" on rear, 5" on front, fits into shuttle bay, gray, NSF, Made in USA |  | 1885 | 5655 | 3770 | 50 | 1885 | 100.00 | 0 | 0 | 175 | 0.0 |  | True | 1
133 | Scotsman | AP3-P | 1 | ea | WATER FILTRATION SYSTEM | AquaPatrol™ Plus Water Filtration System, triple system, 6.3 gallons per minute max flow, designed for cubers over 1,300 lb, cULus, NSF |  | 833 | 833 | 1666 | 50 | 833 | 16.00 | 0 | 0 | 92.5 | 3.12963 |  | True | 1
|  |  | 1 |  |  | NOTE: Sale of this product must comply with Scotsman's MSRP Policy; contact your Scotsman representative for details |  | 0 | 0 | 0 |  | 0 | 0.00 | 0 | 0 |  | 0.0 |  | True | 1
133 | Scotsman | AP1-P | 1 | ea | WATER FILTRATION SYSTEM | AquaPatrol™ Plus Water Filtration System, single system, 2.1 gallons per minute max flow, designed for cubers up to 650 lb, and for flakers, nuggets & nugget dispensers up to 1,200 lb, cULus, NSF |  | 298 | 298 | 596 | 50 | 298 | 7.00 | 0 | 0 | 92.5 | 0.72917 |  | True | 1
|  |  | 1 |  |  | NOTE: Sale of this product must comply with Scotsman's MSRP Policy; contact your Scotsman representative for details |  | 0 | 0 | 0 |  | 0 | 0.00 | 0 | 0 |  | 0.0 |  | True | 1
134 |  |  | 0 |  | SpareNo | SpareNo |  | 0 | 0 | 0 |  | 0 | 0.00 | 0 | 0 |  | 0.0 |  | True | 0 | SpareNo
135 |  |  | 0 |  | SpareNo | SpareNo |  | 0 | 0 | 0 |  | 0 | 0.00 | 0 | 0 |  | 0.0 |  | True | 0 | SpareNo
136 | Metro | 1848NC | 2 | ea | BEVERAGE STORAGE SHELVING | Super Erecta® Shelf, wire, 48"W x 18"D, plastic split sleeves are included in each carton, Metroseal 3™ epoxy-coated corrosion-resistant finish with Microban® antimicrobial protection, NSF | 0.05 | 384.9982 | 770 | 733.33 | 50 | 366.665 | 12.00 | 0 | 0 | 70 | 0.8 |  | True | 1
137 | Micro Matic | MMPPWS | 1 | ea | BEER SYSTEM SHELF | Power Pack Wall Mount Shelf, 16 gauge stainless steel construction, includes pre-drilled mounting holes & lag bolt mounting kit |  | 387.2 | 387.2 | 774.4 | 50 | 387.2 | 25.00 | 0 | 0 |  | 0.0 |  | True | 1
138 | Micro Matic | MMPP4301-PKG-WC | 1 | ea | BEER SYSTEM | Pro-Line™ Draft Beer System Power Pack, water-cooled, 30"W x 18"D x 28-3/4"H, (2) 80 gph vane circulating pumps with 1/3 HP motor each, 11.5 gallon capacity glycol bath with exterior sight glass, digital thermostat, insulated cabinet with cover, 3/8" female NPT, R134a, 2,300 BTU, 1/3 HP compressor, 115v/60/1-ph, 17.2 amps, NEMA L5-30P, cETLus |  | 3569.5 | 3569.5 | 7139 | 50 | 3569.5 | 128.00 | 0 | 0 | 92.5 | 0.0 |  | True | 1
|  |  | 1 | ea |  | 18 months on parts & one (1) year on labor. The compressor is warrantied for an additional three & one-half (3-1/2) years, standard |  | 0 | 0 | 0 |  | 0 | 0.00 | 0 | 0 |  | 0.0 |  | True | 1
139 |  |  | 0 |  | SpareNo | SpareNo |  | 0 | 0 | 0 |  | 0 | 0.00 | 0 | 0 |  | 0.0 |  | True | 0 | SpareNo
140 |  |  | 0 |  | SpareNo | SpareNo |  | 0 | 0 | 0 |  | 0 | 0.00 | 0 | 0 |  | 0.0 |  | True | 0 | SpareNo
141 | Metro | WC257C | 1 | ea | WINE STORAGE SHELVING | Super Erecta® Cradle Wine Shelving, wire, 48"W x 14"D x 74-3/4"H, (168) bottle capacity (750ml bottles), includes: (14) shelves, (4) post with triangular foot plates, (2) wall clamps, chrome plated finish, NSF |  | 955.5 | 955.5 | 1911 | 50 | 955.5 | 133.00 | 0 | 0 | 70 | 17.76000 |  | True | 1
142 | Thermalrite | CUSTOM | 1 | ea | BEVERAGE COOLER |  |  | 0 | 0 | 0 |  | 0 | 0.00 | 0 | 0 |  | 0.0 |  | True | 0
143 | Custom Fabrication | STAINLESS STEEL | 1 | ea | FLOOR TROUGH AND GRATE |  |  | 0 | 0 | 0 |  | 0 | 0.00 | 0 | 0 |  | 0.0 |  | True | 0
144 | RDT | EVAPORATOR COIL | 1 | ea | EVAPORATOR COIL |  |  | 0 | 0 | 0 |  | 0 | 0.00 | 0 | 0 |  | 0.0 |  | True | 0
145 |  |  | 0 |  | SpareNo | SpareNo |  | 0 | 0 | 0 |  | 0 | 0.00 | 0 | 0 |  | 0.0 |  | True | 0 | SpareNo
146 | Metro | 2KR346MC | 2 | ea | KEG RACK | HD Super™ Beer-Keg Handling Rack, 42"W x 18"D x 64-1/8"H, (1) dunnage shelf & (1) solid shelves, (4) keg capacity, split-sleeve assemble device, foot plate, chrome plated finish |  | 1734 | 3468 | 3468 | 50 | 1734 | 112.00 | 0 | 0 | 70 | 6.31000 |  | True | 1
146 | Metro | 2KR365DC | 2 | ea | KEG RACK | HD Super™ Beer-Keg Handling Rack, 60"W x 18"D x 56-1/8"H, (2) dunnage shelves, (6) keg capacity, split-sleeve assemble device, foot plate, chrome plated finish |  | 1300 | 2600 | 2600 | 50 | 1300 | 147.00 | 0 | 0 | 70 | 6.31000 |  | True | 1
147 | Metro | 1848NK3 | 4 | ea | BEVERAGE STORAGE SHELVING | Super Erecta® Shelf, wire, 48"W x 18"D, plastic split sleeves are included in each carton, Metroseal 3™ epoxy-coated corrosion-resistant finish with Microban® antimicrobial protection, NSF | 0.05 | 384.9982 | 1540 | 733.33 | 50 | 366.665 | 12.00 | 0 | 0 | 70 | 0.8 |  | True | 1
148 | Metro | WC257C | 1 | ea | WINE STORAGE SHELVING | Super Erecta® Cradle Wine Shelving, wire, 48"W x 14"D x 74-3/4"H, (168) bottle capacity (750ml bottles), includes: (14) shelves, (4) post with triangular foot plates, (2) wall clamps, chrome plated finish, NSF |  | 955.5 | 955.5 | 1911 | 50 | 955.5 | 133.00 | 0 | 0 | 70 | 17.76000 |  | True | 1
149 |  |  | 0 |  | SpareNo | SpareNo |  | 0 | 0 | 0 |  | 0 | 0.00 | 0 | 0 |  | 0.0 |  | True | 0 | SpareNo
150 |  |  | 0 |  | SpareNo | SpareNo |  | 0 | 0 | 0 |  | 0 | 0.00 | 0 | 0 |  | 0.0 |  | True | 0 | SpareNo
151 | Carter-Hoffmann (Middleby) | GTH7 | 4 | ea | BANQUET HEATED CABINET | Gridless Heated Transport Cart, accommodates (7) 18"x26" sheet pans or (14) 12"x20" steam table pans; stainless steel construction, insulated, digital thermometer with LED display, 6" balloon plate casters (2-swivel, 2-brake), perimeter bumper, AC or DC operation, (2) rechargeable 12v batteries, cULus |  | 10479 | 41916 | 20958 | 50 | 10479 | 575.00 | 0 | 0 |  | 0.0 |  | True | 1
|  |  | 4 |  |  | 1 Year parts & labor warranty, standard |  | 0 | 0 | 0 |  | 0 | 0.00 | 0 | 0 |  | 0.0 |  | True | 1
|  |  | 4 |  |  | 120v/60/1-ph, 1300 watts, 10.8 amps, NEMA 5-20P, sandard |  | 0 | 0 | 0 |  | 0 | 0.00 | 0 | 0 |  | 0.0 |  | True | 1
152 | New Age | 1331 | 6 | ea | UTILITY RACK | Bun Pan Rack, mobile, full height, end loading, open sides, accommodates (20) 18" x 26" pans, slides on 3" centers, all welded aluminum construction, (4) 5" platform casters, NSF, Made in USA |  | 539 | 3234 | 1078 | 50 | 539 | 58.00 | 0 | 0 | 250 | 20.77000 |  | True | 1
|  |  | 6 |  |  | Lifetime warranty against rust & corrosion, 5 year workmanship and material defects warranty, standard |  | 0 | 0 | 0 |  | 0 | 0.00 | 0 | 0 |  | 0.0 |  | True | 1
|  |  | 6 |  |  | 5" platform type casters, std. |  | 0 | 0 | 0 |  | 0 | 0.00 | 0 | 0 |  | 0.0 |  | True | 1
| New Age | PB | 6 | ea |  | Perimeter bumper, non-marking gray rubber strip, adds 2" to length & width (MUST BE FACTORY INSTALLED) |  | 128 | 768 | 256 | 50 | 128 | 0.00 | 0 | 0 |  | 0.0 |  | True | 1
152 | Carter-Hoffmann (Middleby) | PHB450HE | 4 | ea | Mobile Refrigerator Cabinet | Refrigerated Cabinet, mobile, insulated, bottom-mounted, (30) 18"x 26" sheet pans, slide spacing fixed on 1-1/2" centers, stainless steel construction, 6" swivel casters, energy management system with dual layer foamboard & fiberglass insulation meets DOE standard, cULus, NSF (RapidShip) |  | 11978.5 | 47914 | 23957 | 50 | 11978.5 | 442.00 | 0 | 0 | 150 | 0.0 |  | True | 1
|  |  | 4 |  |  | 1 yr compressor warranty, parts only, labor not included, standard |  | 0 | 0 | 0 |  | 0 | 0.00 | 0 | 0 |  | 0.0 |  | True | 1
|  |  | 4 |  |  | 120v/60/1-ph, 8.5 amps, NEMA 5-15P, standard |  | 0 | 0 | 0 |  | 0 | 0.00 | 0 | 0 |  | 0.0 |  | True | 1
153 |  |  | 0 |  | SpareNo | SpareNo |  | 0 | 0 | 0 |  | 0 | 0.00 | 0 | 0 |  | 0.0 |  | True | 0 | SpareNo
153 | PlateMate | PM60-145 | 6 | ea | PLATE RACK | Mobile Plate Rack, holds (60) plates, collapsible column plate tree, adjustable arms, stainless steel tube frame, aluminum & plastic columns, 4" casters (2 with brakes) |  | 1160 | 6960 | 2320 | =Net= | 1160 | 49.00 | 0 | 0 | 250 | 0.0 |  | True | 1
|  |  | 1 |  |  | Cart must ship via LTL freight - if shipped by small parcel, warranty may be voided |  | 0 | 0 | 0 |  | 0 | 0.00 | 0 | 0 |  | 0.0 |  | True | 1
|  |  | 6 |  |  | One year warranty, std. (contact factory for details) |  | 0 | 0 | 0 |  | 0 | 0.00 | 0 | 0 |  | 0.0 |  | True | 1
| PlateMate | CV145 | 6 | ea |  | Mobile Plate Rack Cover,, 27-3/4"W x 27-3/4"D x 54"H, for PM60-145, zippered, (2) clear windows, vinyl, white |  | 351 | 2106 | 702 | =Net= | 351 | 11.00 | 0 | 0 | 250 | 0.0 |  | True | 1
154 |  |  | 0 |  | SpareNo | SpareNo |  | 0 | 0 | 0 |  | 0 | 0.00 | 0 | 0 |  | 0.0 |  | True | 0 | SpareNo
155-160 |  |  | 0 |  | SpareNo | SpareNo |  | 0 | 0 | 0 |  | 0 | 0.00 | 0 | 0 |  | 0.0 |  | True | 0 | SpareNo
|  |  | 0 |  |  | JANITOR/TRASH HOLD AREA |  | 0 | 0 | 0 |  | 0 | 0.00 | 0 | 0 |  | 0.0 |  | True | 0
161 | Rubbermaid | FG102500BLA | 2 | ea | Tilt TRASH Truck | Tilt Truck, mobile, open top, 1-1/2 cu. yd. capacity (approximately 1200 lb.), molded polyethylene construction, powder coated steel frame, standard duty, black, Made in USA (12 week lead time) |  | 1513.19 | 3026.38 | 3026.38 | 50 | 1513.19 | 191.00 | 0 | 0 | 150 | 101.06000 |  | True | 1
| Rubbermaid | FG102700BLA | 2 | ea |  | Tilt Truck Lid, hinged, for 1-1/2 cu. yd., FG102500, FG102542, FG102600, FG102641, FG106400 and FG106443, black, Made in USA (3 week lead time) |  | 201.49 | 402.98 | 402.98 | 50 | 201.49 | 32.80 | 0 | 0 | 250 | 9.22000 |  | True | 1
161 | Rubbermaid | FG131500BLA | 2 | ea | Tilt TRASH Truck | Rotational Molded Tilt Truck, utility duty, 1250 lb. capacity, 1 cu. yd., 33-1/2"W x 72-1/4"D x 43-3/4"H, seamless one-piece body with reinforced lip, rust, dent, chip/peel resistant, corrosion resistant powder coated steel frame, easy maneuvering/handling, durable one-piece 12" inset wheels, 5" swivel back casters, black, Made in USA (11 week lead time) |  | 853.55 | 1707.1 | 1707.1 | 50 | 853.55 | 111.00 | 0 | 0 | 150 | 63.38000 |  | True | 1
162 | Rubbermaid | FG9W2700BLUE | 3 | ea | RECYCLING CONTAINERS | BRUTE® Roll-Out Container, 50 gallon, 28-1/2" x 23-2/5" x 36-1/2" H, with lid, bLUE , Made in USA |  | 113.34 | 340.02 | 226.68 | 50 | 113.34 | 19.50 | 0 | 0 | 300 | 0.0 |  | True | 2
163 | INSECT-O-CUTOR | 1894E | 1 | ea | INSECT CONTROL |  |  | 0 | 0 | 0 |  | 0 | 0.00 | 0 | 0 |  | 0.0 |  | True | 0
164 |  |  | 0 |  | SpareNo | SpareNo |  | 0 | 0 | 0 |  | 0 | 0.00 | 0 | 0 |  | 0.0 |  | True | 0 | SpareNo
165 |  |  | 0 |  | SpareNo | SpareNo |  | 0 | 0 | 0 |  | 0 | 0.00 | 0 | 0 |  | 0.0 |  | True | 0 | SpareNo
166 | GC |  | 1 | ea | MOP RACK | BY GENERAL CONTRACTOR |  | 0 | 0 | 0 |  | 0 | 0.00 | 0 | 0 |  | 0.0 |  | True | 0
167 | GC |  | 1 | ea | MOP SINK | BY GENERAL CONTRACTOR |  | 0 | 0 | 0 |  | 0 | 0.00 | 0 | 0 |  | 0.0 |  | True | 0
168 | Custom Fabrication | STAINLESS STEEL | 1 | ea | WALL SHELF |  |  | 0 | 0 | 0 |  | 0 | 0.00 | 0 | 0 |  | 0.0 |  | True | 0
169 |  |  | 0 |  | SpareNo | SpareNo |  | 0 | 0 | 0 |  | 0 | 0.00 | 0 | 0 |  | 0.0 |  | True | 0 | SpareNo
170 |  |  | 0 |  | SpareNo | SpareNo |  | 0 | 0 | 0 |  | 0 | 0.00 | 0 | 0 |  | 0.0 |  | True | 0 | SpareNo
171 | GC |  | 1 | ea | HOSE BIBB | BY GENERAL CONTRACTOR |  | 0 | 0 | 0 |  | 0 | 0.00 | 0 | 0 |  | 0.0 |  | True | 0
172 | WaterSpec | 310062 | 1 | ea | REVERSE OSMOSIS SYSTEM | CookSpec™ RO-250NE Water Filter System, for boiler based and boiler-less equipment, cold water inlet only, 250 gallons per day (946 lpd) (10-1/4 gallon per hour), 23"H x 20"W x 5-1/2"D, 45°-100°F (7°-38°C) temperature range, storage tank refill 2-3 minutes, cabinet design, wall mounted or stand alone, non-electric, integrated TDS meter, quick disconnect, requires external water storage tank, 30-80 psi (2-5.5 bar), 1/4" floor drain tubing, 3/8" inlet/outlet (contact factory for price) |  | 0 | 0 | 0 | 50 | 0 | 28.00 | 0 | 0 | 125 | 0.0 |  | True | 1
|  |  | 1 |  |  | 1 Year limited warranty (against defects in material/workmanship), standard |  | 0 | 0 | 0 |  | 0 | 0.00 | 0 | 0 |  | 0.0 |  | True | 1
| WaterSpec | 310068 | 1 | ea |  | CookSpec™ Reverse Osmosis Storage Tank, 44 gallon capacity, 21" dia., 36-1/4"H, draw down 29 gallons @ 60 psi (contact factory for price) |  | 0 | 0 | 0 |  | 0 | 67.00 | 0 | 0 | 125 | 0.0 |  | True | 1
173 | PENTAIR | ROMATE 40 | 1 | ea | REVERSE OSMOSIS 40 GAL. STORAGE TANK |  |  | 0 | 0 | 0 | 50 | 0 | 0.00 | 0 | 0 |  | 0.0 |  | True | 0
174 | Metro | 1848NK3 | 3 | ea | DETERGENT STORAGE SHELVING | Super Erecta® Shelf, wire, 48"W x 18"D, plastic split sleeves are included in each carton, Metroseal 3™ epoxy-coated corrosion-resistant finish with Microban® antimicrobial protection, NSF | 0.05 | 384.9982 | 1155 | 733.33 | 50 | 366.665 | 12.00 | 0 | 0 | 70 | 0.8 |  | True | 1
175-190 |  |  | 0 |  | SpareNo | SpareNo |  | 0 | 0 | 0 |  | 0 | 0.00 | 0 | 0 |  | 0.0 |  | True | 0 | SpareNo
191 | RDT | REFRIGERATION | 1 | ea | REFRIGERATION RACK |  | -1 | 0 | 0 | 65780 |  | 65780 | 0.00 | 0 | 0 |  | 0.0 |  | True | 0
192-200 |  |  | 0 |  | SpareNo | SpareNo |  | 0 | 0 | 0 |  | 0 | 0.00 | 0 | 0 |  | 0.0 |  | True | 0 | SpareNo
|  |  | 0 |  |  | ROOMSERVICE AREA |  | 0 | 0 | 0 |  | 0 | 0.00 | 0 | 0 |  | 0.0 |  | True | 0
201 | True Mfg. - General Foodservice | STA2R-4HS-HC | 1 | ea | REACH-IN REFRIGERATOR | SPEC SERIES® Refrigerator, reach-in, two-section, (4) stainless steel half doors with locks, cam-lift hinges, digital temperature control, (6) chrome shelves, LED interior lights, stainless steel front & sides, aluminum interior sides & walls, stainless floor & ceiling, 5" castors, R290 Hydrocarbon refrigerant, 1/2 HP, 115v/60/1-ph, 5.9 amps, NEMA 5-15P, cULus, UL EPH Classified, Made in USA |  | 12826 | 12826 | 25652 | 50 | 12826 | 650.00 | 0 | 0 | 150 | 130.00000 |  | True | 1
|  |  | 1 | ea |  | 7 year compressor warranty, 7 years parts warranty, 7 year labor warranty, standard. Visit www.truemfg.com for specifics. |  | 0 | 0 | 0 |  | 0 | 0.00 | 0 | 0 |  | 0.0 |  | True | 1
|  |  | 1 |  |  | Left door hinged left, right door hinged right standard |  | 0 | 0 | 0 |  | 0 | 0.00 | 0 | 0 |  | 0.0 |  | True | 1
|  |  | 1 |  |  | (3) chrome shelves & shelf supports standard per section |  | 0 | 0 | 0 |  | 0 | 0.00 | 0 | 0 |  | 0.0 |  | True | 1
|  |  | 1 | st |  | 5" castors (set of 4), standard |  | 0 | 0 | 0 |  | 0 | 0.00 | 0 | 0 |  | 0.0 |  | True | 1
202 | Custom Fabrication | STAINLESS STEEL | 1 | ea | ROOM SERVICE COUNTER WITH SINK |  |  | 0 | 0 | 0 |  | 0 | 0.00 | 0 | 0 |  | 0.0 |  | True | 0
203 | Custom Fabrication | STAINLESS STEEL | 1 | ea | DOUBLE WALL SHELF |  |  | 0 | 0 | 0 |  | 0 | 0.00 | 0 | 0 |  | 0.0 |  | True | 0
204 | Fisher | 54208 | 1 | ea | Glass Filler Station | Pedestal Glass Filler, 10", in-sink, stainless steel |  | 209.5 | 209.5 | 419 | 50 | 209.5 | 5.25 | 0 | 0 |  | 0.0 |  | True | 1
205 |  |  | 0 |  | SpareNo | SpareNo |  | 0 | 0 | 0 |  | 0 | 0.00 | 0 | 0 |  | 0.0 |  | True | 0 | SpareNo
206 | Metro | CBH2121C | 3 | ea | GLASS RACK DOLLY | Dolly, for Cup/Glass Rack, platform design, single stack, designed for 20" x 20" racks, all aluminum construction, with corner bumpers & handle |  | 484 | 1452 | 968 | 50 | 484 | 34.00 | 0 | 0 | 70 | 1.31000 |  | True | 1
207 | FETCO | CBS-2242-NG (E2242US-1B223-MA010) | 1 | ea | COFFEE BREWER | Extractor NG™ Series Coffee Brewer, twin, 1.0 gallon capacity, LED touchscreen interface, brew status indicator light, ECO mode, USB plug-in feature, manual hot water service, stainless steel brew basket, 2 x 2.3kW heater, 208-240v/60/1-ph, 2+G wires, 19.7 max amp draw, 4.6 kW, NO CORD, 12 gallons per hour, cULus, NSF (Use with FETCO D451/D482/D448/D479 - sold separately) |  | 1949 | 1949 | 3898 | =Net= | 1949 | 66.00 | 0 | 0 |  | 0.0 |  | True | 1
|  |  | 1 |  |  | NOTE: Pricing and specifications subject to change with or without notice - Please call 1.800.FETCO.99 for confirmation |  | 0 | 0 | 0 |  | 0 | 0.00 | 0 | 0 |  | 0.0 |  | True | 1
|  |  | 1 |  |  | Circuit board: 3 year parts & 1 year labor warranty, standard |  | 0 | 0 | 0 |  | 0 | 0.00 | 0 | 0 |  | 0.0 |  | True | 1
|  |  | 1 |  |  | Electro-mechanical parts: 2 year parts & 1 year labor warranty, standard |  | 0 | 0 | 0 |  | 0 | 0.00 | 0 | 0 |  | 0.0 |  | True | 1
|  |  | 1 |  |  | All other parts: 1 year parts & 1 year labor warranty, standard |  | 0 | 0 | 0 |  | 0 | 0.00 | 0 | 0 |  | 0.0 |  | True | 1
208 | BUNN | 05800.0003 | 1 | ea | Coffee Grinder | 05800.0003 G9T HD Coffee Grinder, portion control, single 9 lb hopper, stainless decor, accepts large brew funnels for System III, Dual & other large Bunn® Brewers, 3/4 HP, 120v/60/1-ph, 9.4amps, NEMA 5-15P, cord attached, UL, ETL |  | 1362.055 | 1362.06 | 2724.11 | 50 | 1362.055 | 61.70 | 0 | 0 | 85 | 4.47200 |  | True | 1
209 |  |  | 0 |  | SpareNo | SpareNo |  | 0 | 0 | 0 |  | 0 | 0.00 | 0 | 0 |  | 0.0 |  | True | 0 | SpareNo
210 |  |  | 0 |  | SpareNo | SpareNo |  | 0 | 0 | 0 |  | 0 | 0.00 | 0 | 0 |  | 0.0 |  | True | 0 | SpareNo
211 | FETCO | MBS-1221 - PLUS (M1221US-1A117-PM001) | 1 | ea | ICED TEA BREWER | Extractor Plus™ Series Multi Beverage Brewer System, tall, 3 L coffee & 3 gallons of iced tea output, 4.4 gallons per hour, digital touchpad operation, adjustable brew time & volume, streamlined programming & diagnostic, USB, hot water faucet, fits airpots & iced tea dispensers (Not included), 1.7kW heater, 120v/60/1-ph, 14.7 amps, 1.8 kW, NEMA 5-15P, cULus, NSF |  | 889 | 889 | 1777 | =Net= | 889 | 50.00 | 0 | 0 |  | 0.0 |  | True | 1
|  |  | 1 |  |  | NOTE: Pricing and specifications subject to change with or without notice - Please call 1.800.FETCO.99 for confirmation |  | 0 | 0 | 0 |  | 0 | 0.00 | 0 | 0 |  | 0.0 |  | True | 1
|  |  | 1 |  |  | Circuit board: 3 year parts & 1 year labor warranty, standard |  | 0 | 0 | 0 |  | 0 | 0.00 | 0 | 0 |  | 0.0 |  | True | 1
|  |  | 1 |  |  | Electro-mechanical parts: 2 year parts & 1 year labor warranty, standard |  | 0 | 0 | 0 |  | 0 | 0.00 | 0 | 0 |  | 0.0 |  | True | 1
|  |  | 1 |  |  | All other parts: 1 year parts & 1 year labor warranty, standard |  | 0 | 0 | 0 |  | 0 | 0.00 | 0 | 0 |  | 0.0 |  | True | 1
212 | Rubbermaid | FG354060GRAY | 1 | ea | TRASH RECEPTACLE | Slim Jim® Container, 23 gallon, 22"W x 11"D x 30"H, with venting channels, molded-in handles, general purpose waste, open type without lid, high-impact plastic construction, gray, Made in USA |  | 47.13 | 47.13 | 94.26 | 50 | 47.13 | 8.24 | 0 | 0 | 150 | 0.0 |  | True | 4
213 | Advance Tabco | 7-PS-68 | 1 | ea | HAND SINK | Hand Sink, wall mounted, 14" wide x 10" front-to-back x 5" deep bowl, 20 gauge 304 stainless steel, with splash mounted gooseneck faucet with wrist blades, basket drain, wall bracket, NSF, cCSAus |  | 499 | 499 | 998 | 50 | 499 | 13.00 | 0 | 0 | 100 | 2.00000 |  | True | 1
| Advance Tabco | 7-PS-10 | 1 | ea |  | P-trap, heavy duty, 1-1/2", 17 gauge |  | 93.5 | 93.5 | 187 | 50 | 93.5 | 1.00 | 0 | 0 | 77.5 | 0.0 |  | True | 1
| Advance Tabco | 7-PS-15 | 1 | ea |  | Welded Side Splash, 12"H (installed height), both sides, for hand sinks with 14" wide x 10" front-to-back bowl, splash mounted faucets |  | 356.5 | 356.5 | 713 | 50 | 356.5 | 14.00 | 0 | 0 | 100 | 1.00000 |  | True | 1
214 | Rubbermaid | FG354060GRAY | 1 | ea | TRASH RECEPTACLE | Slim Jim® Container, 23 gallon, 22"W x 11"D x 30"H, with venting channels, molded-in handles, general purpose waste, open type without lid, high-impact plastic construction, gray, Made in USA |  | 47.13 | 47.13 | 94.26 | 50 | 47.13 | 8.24 | 0 | 0 | 150 | 0.0 |  | True | 4
215 |  |  | 0 |  | SpareNo | SpareNo |  | 0 | 0 | 0 |  | 0 | 0.00 | 0 | 0 |  | 0.0 |  | True | 0 | SpareNo
216 | SICO | 4918-700X | 9 | ea | HOT BOX | Food Warmer, electric, double-wall construction, insulated sides & door, built-in thermostat, stainless steel exterior , aluminum interior, all riveted construction, top & side handles, positive gravity lock, (3) shelves, removable back panel, switch on back, conventional 3-prong plug, 120v/60/1-ph, 300 watt, 2.5 amps |  | 1204.5 | 10840.5 | 2409 | 50 | 1204.5 | 0.00 | 0 | 0 | 100 | 0.0 |  | True | 1
|  |  | 9 |  |  | 1 year warranty (no charge) |  | 0 | 0 | 0 |  | 0 | 0.00 | 0 | 0 |  | 0.0 |  | True | 1
|  |  | 9 |  |  | Stainless steel metal box, add S to end of model number |  | 0 | 0 | 0 |  | 0 | 0.00 | 0 | 0 |  | 0.0 |  | True | 1
217 | SICO | 3929-9B | 1 | ea | HOT BOX STORAGE RACK | Storage Gravity Rack, food warmer, single feed, holds up to 9 electric warmers |  | 3709.5 | 3709.5 | 7419 | 50 | 3709.5 | 0.00 | 0 | 0 | 100 | 0.0 |  | True | 1
218 | SICO | TRB82FSCXX02BGT | 9 | ea | ROOM SERVICE TABLE | Room Service Table, bi-fold oval, with table guide, fold n' roll design, 36"W x 42"D x 30"H, high-pressure laminate surface with Armor-Edge®, vinyl coated bottom storage rack flips up for unobstructed seating, top tilts for storage, 4" non-marring swivel resort casters |  | 1221 | 10989 | 2442 | 50 | 1221 | 0.00 | 0 | 0 | 85 | 0.0 |  | True | 1
|  |  | 9 |  |  | 3 year warranty against manufacturer's defects and lifetime warranty on welds (no charge) |  | 0 | 0 | 0 |  | 0 | 0.00 | 0 | 0 |  | 0.0 |  | True | 1
|  |  | 9 |  |  | Laminate top to be specified |  | 0 | 0 | 0 |  | 0 | 0.00 | 0 | 0 |  | 0.0 |  | True | 1
|  |  | 9 |  |  | Armor-Edge color: Black (02), standard |  | 0 | 0 | 0 |  | 0 | 0.00 | 0 | 0 |  | 0.0 |  | True | 1
|  |  | 9 |  |  | Legs: Chrome (B), standard |  | 0 | 0 | 0 |  | 0 | 0.00 | 0 | 0 |  | 0.0 |  | True | 1
|  |  | 9 |  |  | 4" Caster, standard |  | 0 | 0 | 0 |  | 0 | 0.00 | 0 | 0 |  | 0.0 |  | True | 1
219 |  |  | 0 |  | SpareNo | SpareNo |  | 0 | 0 | 0 |  | 0 | 0.00 | 0 | 0 |  | 0.0 |  | True | 0 | SpareNo
220 |  |  | 0 |  | SpareNo | SpareNo |  | 0 | 0 | 0 |  | 0 | 0.00 | 0 | 0 |  | 0.0 |  | True | 0 | SpareNo
221 | Custom |  | 1 | ea | WORK SURFACE | MILLWORK/ BY GENERAL CONTRACTOR |  | 0 | 0 | 0 |  | 0 | 0.00 | 0 | 0 |  | 0.0 |  | True | 0
222 | Custom |  | 1 | ea | WALL CABINET | MILLWORK/ BY GENERAL CONTRACTOR |  | 0 | 0 | 0 |  | 0 | 0.00 | 0 | 0 |  | 0.0 |  | True | 0
223 | OS&E | OS&E | 1 | ea | CHAIR | BY OS&E |  | 0 | 0 | 0 |  | 0 | 0.00 | 0 | 0 |  | 0.0 |  | True | 0
224 | OS&e | OS&E | 1 | ea | COMPUTER | BY OS&E |  | 0 | 0 | 0 |  | 0 | 0.00 | 0 | 0 |  | 0.0 |  | True | 0
225 |  |  | 0 |  | SpareNo | SpareNo |  | 0 | 0 | 0 |  | 0 | 0.00 | 0 | 0 |  | 0.0 |  | True | 0 | SpareNo
226 | OS&E | OS&E | 1 | ea | CHAIR | BY OS&E |  | 0 | 0 | 0 |  | 0 | 0.00 | 0 | 0 |  | 0.0 |  | True | 0
227 | OS&e | OS&E | 1 | ea | COMPUTER | BY OS&E |  | 0 | 0 | 0 |  | 0 | 0.00 | 0 | 0 |  | 0.0 |  | True | 0
228 | Custom |  | 1 | ea | STORAGE CABINET - LOCKABLE | MILLWORK/ BY GENERAL CONTRACTOR |  | 0 | 0 | 0 |  | 0 | 0.00 | 0 | 0 |  | 0.0 |  | True | 0
229 |  |  | 0 |  | SpareNo | SpareNo |  | 0 | 0 | 0 |  | 0 | 0.00 | 0 | 0 |  | 0.0 |  | True | 0 | SpareNo
230 |  |  | 0 |  | SpareNo | SpareNo |  | 0 | 0 | 0 |  | 0 | 0.00 | 0 | 0 |  | 0.0 |  | True | 0 | SpareNo
|  |  | 0 |  |  | BULK PREPERATION/COOKING AREA |  | 0 | 0 | 0 |  | 0 | 0.00 | 0 | 0 |  | 0.0 |  | True | 0
231 | Custom Fabrication | STAINLESS STEEL | 1 | ea | BULK PREPERATION COUNTER |  |  | 0 | 0 | 0 |  | 0 | 0.00 | 0 | 0 |  | 0.0 |  | True | 0
232 | Hobart | HL200-1STD | 1 | ea | 20 QUART MIXER | 100-120/50/60/1; Bench type mixer; with bowl, beater, whip & spiral dough arm, US/EXP configuration - Legacy Planetary Mixer, Bench, 20 quart, (3) fixed speeds plus stir speed, gear-driven transmission, 15-minute SmartTimer™, #12 taper hub, manual bowl lift, stainless steel bowl, aluminum "B" beater, stainless steel "D" wire whip, aluminum "ED" spiral dough arm, stainless steel bowl guard, 1/2 hp, cord with plug |  | 5330 | 5330 | 10660 | 50 | 5330 | 280.00 | 0 | 0 |  | 0.0 |  | True | 1
|  |  | 1 |  |  | Standard warranty - 1-Year parts, labor & travel time during normal working hours within the USA |  | 0 | 0 | 0 |  | 0 | 0.00 | 0 | 0 |  | 0.0 |  | True | 1
233 | Custom Fabrication | STAINLESS STEEL | 1 | ea | MIXER UTENSIL RACK |  |  | 0 | 0 | 0 |  | 0 | 0.00 | 0 | 0 |  | 0.0 |  | True | 0
234 | Custom Fabrication | STAINLESS STEEL | 1 | ea | DOUBLE WALL SHELF |  |  | 0 | 0 | 0 |  | 0 | 0.00 | 0 | 0 |  | 0.0 |  | True | 0
235 |  |  | 0 |  | SpareNo | SpareNo |  | 0 | 0 | 0 |  | 0 | 0.00 | 0 | 0 |  | 0.0 |  | True | 0 | SpareNo
236 | Rubbermaid | FG262000GRAY | 1 | ea | TRASH RECEPTACLE | ProSave® Brute® Container, without lid, 20 gallon, 19-1/2"D x 22-7/8"H, round, reinforced rims, built in handles, double rimmed base, high-impact plastic construction, gray, NSF | 0.05 | 32.256 | 32.26 | 61.44 | 50 | 30.72 | 5.83 | 0 | 0 | 250 | 0.0 |  | True | 6
| Rubbermaid | FG264000BLA | 1 | ea | Trash Receptacle, Dolly | Brute® Dolly, 18-1/4"D x 6-5/8"H, heavy duty 3" casters, 250 lb. capacity, for 2620, 2632, 2643, 2655, black | 0.05 | 59.052 | 59.05 | 112.48 | 50 | 56.24 | 5.73 | 0 | 0 | 250 | 0.0 |  | True | 2
| Rubbermaid | FG9G7700WHT | 1 | ea | Trash Receptacle Lid / Top | ProSave® Sliding Container Lid, fits container Brute® 2620, 20-3/4" dia. x 5"H, includes 3 cup portioning scoop (9G52), clear rotating sliding door, dishwasher safe, white, NSF, S.O.S. (Special Order Smallwares) product; see SOS document for details | 0.05 | 69.2895 | 69.29 | 131.98 | 50 | 65.99 | 4.85 | 0 | 0 | 250 | 1.44 |  | True | 1
237 | AllPoints | 1981219 | 2 | ea | Portion Scale | Bravo! Digital Scale by Edlund®, 20 lb. capacity in 0.2 increments, 7" x 7" removable stainless steel platform, LCD display, field calibratable, features On/Tare, Mode/Calibrate, zero, automatic Off, and Off function, includes AC adaptor and protective cover, 9VAC, can use (2) AA Batteries, cUL, NSF, CE |  | 108.5 | 217 | 217 | 50 | 108.5 | 4.29 | 0 | 0 |  | 0.0 |  | True | 1
238 | Vitamix | 005201-1191 | 1 | ea | FOOD BLENDER | XL® Blender System (VM0141A), variable speed, includes: (1) 1.5 gallon clear polycarbonate container complete with XL Blade assembly, lid, and tamper, Also includes: (1) 64 oz. clear BPA Free Tritan™ container complete with XL blade assembly and lid, 4.2 peak HP, 120v/50/60/1-ph, 15.0 amps, UL, NSF |  | 2012.13 | 2012.13 | 4024.26 | 50 | 2012.13 | 45.40 | 0 | 0 | 85 | 6.00000 |  | True | 1
|  |  | 1 |  |  | 3 years warranty on motor base parts & 1 year warranty on labor, standard |  | 0 | 0 | 0 |  | 0 | 0.00 | 0 | 0 |  | 0.0 |  | True | 1
239 |  |  | 0 |  | SpareNo | SpareNo |  | 0 | 0 | 0 |  | 0 | 0.00 | 0 | 0 |  | 0.0 |  | True | 0 | SpareNo
240 |  |  | 0 |  | SpareNo | SpareNo |  | 0 | 0 | 0 |  | 0 | 0.00 | 0 | 0 |  | 0.0 |  | True | 0 | SpareNo
241 | Robot Coupe | R2B | 1 | ea | FOOD PROCESSOR | Cutter/Mixer, 3 liter gray polycarbonate bowl with handle & see-thru lid, "S" blade with smooth edges, on/off & pulse switch, single speed, 1725 RPM, 120v/60/1-ph, 1 HP, 7 amps, NEMA 5-15P, cETLus, ETL-Sanitation |  | 683 | 683 | 1366 | 50 | 683 | 25.00 | 0 | 0 | 100 | 2.52000 |  | True | 1
|  |  | 1 |  |  | 1 year parts & labor warranty |  | 0 | 0 | 0 |  | 0 | 0.00 | 0 | 0 |  | 0.0 |  | True | 1
242 | Piper Products | GSM XL | 1 | ea | VEGETABLE SLICER | Anliker XL (Previously Globe Model # GVC600) Vegetable Cutter, ergonomic 45° angle, on-off latch, double safety interlocks, processes up to 900 lbs. per hour, 280 RPM, polished cast aluminum hopper head & sealed upper housing, stainless steel body & base, antimicrobial protection, gear-drive, CE, NSF, UL, HACCP (discs sold separately) |  | 6099.5 | 6099.5 | 12199 | 50 | 6099.5 | 81.13 | 0 | 0 |  | 0.0 |  | True | 1
|  |  | 1 |  |  | 2 year warranty parts & labor from date of purchase |  | 0 | 0 | 0 |  | 0 | 0.00 | 0 | 0 |  | 0.0 |  | True | 1
|  |  | 1 |  |  | 115v/60/1-ph, 14.5 amps, 1 hp, cord & plug |  | 0 | 0 | 0 |  | 0 | 0.00 | 0 | 0 |  | 0.0 |  | True | 1
243 | Hobart | EDGE13-11 | 1 | ea | FOOD SLICER | Centerline by Hobart Edge Series Slicer, manual, med duty, angle feed, 13" carbon steel knife, carriage & gauge interlocks, no volt release, poly-v belt drive, permanent ring guard, removable anodized aluminum carriage & knife cover, top mounted sharpener, anodized aluminum finish, 120v/60/1-ph, 4.0 amp, 1/2 hp, cETLus, NSF (NET) |  | 1504 | 1504 | 3008 | 50 | 1504 | 89.00 | 0 | 0 |  | 0.0 |  | True | 1
|  |  | 1 |  |  | Standard warranty - 1-Year parts, labor & travel time during normal working hours within the USA |  | 0 | 0 | 0 |  | 0 | 0.00 | 0 | 0 |  | 0.0 |  | True | 1
244 | Advance Tabco | 7-PS-68 | 1 | ea | HAND SINK | Hand Sink, wall mounted, 14" wide x 10" front-to-back x 5" deep bowl, 20 gauge 304 stainless steel, with splash mounted gooseneck faucet with wrist blades, basket drain, wall bracket, NSF, cCSAus |  | 499 | 499 | 998 | 50 | 499 | 13.00 | 0 | 0 | 100 | 2.00000 |  | True | 1
| Advance Tabco | 7-PS-10 | 1 | ea |  | P-trap, heavy duty, 1-1/2", 17 gauge |  | 93.5 | 93.5 | 187 | 50 | 93.5 | 1.00 | 0 | 0 | 77.5 | 0.0 |  | True | 1
| Advance Tabco | 7-PS-15 | 1 | ea |  | Welded Side Splash, 12"H (installed height), both sides, for hand sinks with 14" wide x 10" front-to-back bowl, splash mounted faucets |  | 356.5 | 356.5 | 713 | 50 | 356.5 | 14.00 | 0 | 0 | 100 | 1.00000 |  | True | 1
245 |  |  | 0 |  | SpareNo | SpareNo |  | 0 | 0 | 0 |  | 0 | 0.00 | 0 | 0 |  | 0.0 |  | True | 0 | SpareNo
246 | Rubbermaid | FG354060GRAY | 1 | ea | TRASH RECEPTACLE | Slim Jim® Container, 23 gallon, 22"W x 11"D x 30"H, with venting channels, molded-in handles, general purpose waste, open type without lid, high-impact plastic construction, gray, Made in USA |  | 47.13 | 47.13 | 94.26 | 50 | 47.13 | 8.24 | 0 | 0 | 150 | 0.0 |  | True | 4
247 | Custom Fabrication | STAINLESS STEEL | 1 | ea | PREPERATION TABLE |  |  | 0 | 0 | 0 |  | 0 | 0.00 | 0 | 0 |  | 0.0 |  | True | 0
248 | Custom Fabrication | STAINLESS STEEL | 1 | ea | PREPERATION TABLE |  |  | 0 | 0 | 0 |  | 0 | 0.00 | 0 | 0 |  | 0.0 |  | True | 0
249 |  |  | 0 |  | SpareNo | SpareNo |  | 0 | 0 | 0 |  | 0 | 0.00 | 0 | 0 |  | 0.0 |  | True | 0 | SpareNo
250 |  |  | 0 |  | SpareNo | SpareNo |  | 0 | 0 | 0 |  | 0 | 0.00 | 0 | 0 |  | 0.0 |  | True | 0 | SpareNo
251 | Custom Fabrication | STAINLESS STEEL | 1 | ea | BULK PREPERATION COUNTER |  |  | 0 | 0 | 0 |  | 0 | 0.00 | 0 | 0 |  | 0.0 |  | True | 0
252 | Custom Fabrication | STAINLESS STEEL | 1 | ea | DOUBLE OVERSHELF WITH UTENSIL RACK |  |  | 0 | 0 | 0 |  | 0 | 0.00 | 0 | 0 |  | 0.0 |  | True | 0
253 | Rubbermaid | FG262000GRAY | 1 | ea | TRASH RECEPTACLE | ProSave® Brute® Container, without lid, 20 gallon, 19-1/2"D x 22-7/8"H, round, reinforced rims, built in handles, double rimmed base, high-impact plastic construction, gray, NSF | 0.05 | 22.5015 | 22.5 | 42.86 | 50 | 21.43 | 5.83 | 0 | 0 | 250 | 0.0 |  | True | 6
| Rubbermaid | FG264000BLA | 1 | ea | Trash Receptacle, Dolly | Brute® Dolly, 18-1/4"D x 6-5/8"H, heavy duty 3" casters, 250 lb. capacity, for 2620, 2632, 2643, 2655, black | 0.05 | 45.255 | 45.26 | 86.2 | 50 | 43.1 | 5.73 | 0 | 0 | 250 | 0.0 |  | True | 2
| Rubbermaid | FG9G7700WHT | 1 | ea | Trash Receptacle Lid / Top | ProSave® Sliding Container Lid, fits container Brute® 2620, 20-3/4" dia. x 5"H, includes 3 cup portioning scoop (9G52), clear rotating sliding door, dishwasher safe, white, NSF, S.O.S. (Special Order Smallwares) product; see SOS document for details | 0.05 | 53.298 | 53.3 | 101.52 | 50 | 50.76 | 4.85 | 0 | 0 | 250 | 1.44 |  | True | 1
254 | Rubbermaid | FG262000GRAY | 1 | ea | TRASH RECEPTACLE | ProSave® Brute® Container, without lid, 20 gallon, 19-1/2"D x 22-7/8"H, round, reinforced rims, built in handles, double rimmed base, high-impact plastic construction, gray, NSF | 0.05 | 22.5015 | 22.5 | 42.86 | 50 | 21.43 | 5.83 | 0 | 0 | 250 | 0.0 |  | True | 6
| Rubbermaid | FG264000BLA | 1 | ea | Trash Receptacle, Dolly | Brute® Dolly, 18-1/4"D x 6-5/8"H, heavy duty 3" casters, 250 lb. capacity, for 2620, 2632, 2643, 2655, black | 0.05 | 45.255 | 45.26 | 86.2 | 50 | 43.1 | 5.73 | 0 | 0 | 250 | 0.0 |  | True | 2
| Rubbermaid | FG9G7700WHT | 1 | ea | Trash Receptacle Lid / Top | ProSave® Sliding Container Lid, fits container Brute® 2620, 20-3/4" dia. x 5"H, includes 3 cup portioning scoop (9G52), clear rotating sliding door, dishwasher safe, white, NSF, S.O.S. (Special Order Smallwares) product; see SOS document for details | 0.05 | 53.298 | 53.3 | 101.52 | 50 | 50.76 | 4.85 | 0 | 0 | 250 | 1.44 |  | True | 1
255 |  |  | 0 |  | SpareNo | SpareNo |  | 0 | 0 | 0 |  | 0 | 0.00 | 0 | 0 |  | 0.0 |  | True | 0 | SpareNo
256 |  |  | 0 |  | SpareNo | SpareNo |  | 0 | 0 | 0 |  | 0 | 0.00 | 0 | 0 |  | 0.0 |  | True | 0 | SpareNo
257 |  |  | 0 |  | SpareNo | SpareNo |  | 0 | 0 | 0 |  | 0 | 0.00 | 0 | 0 |  | 0.0 |  | True | 0 | SpareNo
258 | Carter-Hoffmann (Middleby) | GTH7 | 2 | ea | Mobile Heated Cabinet | Gridless Heated Transport Cart, accommodates (7) 18"x26" sheet pans or (14) 12"x20" steam table pans; stainless steel construction, insulated, digital thermometer with LED display, 6" balloon plate casters (2-swivel, 2-brake), perimeter bumper, AC or DC operation, (2) rechargeable 12v batteries, cULus |  | 10479 | 20958 | 20958 | 50 | 10479 | 575.00 | 0 | 0 |  | 0.0 |  | True | 1
|  |  | 2 |  |  | 1 Year parts & labor warranty, standard |  | 0 | 0 | 0 |  | 0 | 0.00 | 0 | 0 |  | 0.0 |  | True | 1
|  |  | 2 |  |  | 120v/60/1-ph, 1300 watts, 10.8 amps, NEMA 5-20P, sandard |  | 0 | 0 | 0 |  | 0 | 0.00 | 0 | 0 |  | 0.0 |  | True | 1
258 | New Age | 1331 | 2 | ea | UTILITY RACK | Bun Pan Rack, mobile, full height, end loading, open sides, accommodates (20) 18" x 26" pans, slides on 3" centers, all welded aluminum construction, (4) 5" platform casters, NSF, Made in USA |  | 539 | 1078 | 1078 | 50 | 539 | 58.00 | 0 | 0 | 250 | 20.77000 |  | True | 1
|  |  | 2 |  |  | Lifetime warranty against rust & corrosion, 5 year workmanship and material defects warranty, standard |  | 0 | 0 | 0 |  | 0 | 0.00 | 0 | 0 |  | 0.0 |  | True | 1
|  |  | 2 |  |  | 5" platform type casters, std. |  | 0 | 0 | 0 |  | 0 | 0.00 | 0 | 0 |  | 0.0 |  | True | 1
| New Age | PB | 2 | ea |  | Perimeter bumper, non-marking gray rubber strip, adds 2" to length & width (MUST BE FACTORY INSTALLED) |  | 170.5 | 341 | 341 | 50 | 170.5 | 0.00 | 0 | 0 |  | 0.0 |  | True | 1
259 |  |  | 0 |  | SpareNo | SpareNo |  | 0 | 0 | 0 |  | 0 | 0.00 | 0 | 0 |  | 0.0 |  | True | 0 | SpareNo
260 |  |  | 0 |  | SpareNo | SpareNo |  | 0 | 0 | 0 |  | 0 | 0.00 | 0 | 0 |  | 0.0 |  | True | 0 | SpareNo
261 | Captive-Aire |  | 1 | ea | EXHAUST HOOD |  |  | 0 | 0 | 0 |  | 0 | 0.00 | 0 | 0 |  | 0.0 |  | True | 0
262 | Ansul | PIRAHNA | 1 | ea | FIRE SUPPRESSION SYSTEM |  |  | 8750 | 8750 | 8750 |  | 8750 | 0.00 | 0 | 0 |  | 0.0 |  | True | 0
263 | RATIONAL | ICP 6-FULL ON 6-FULL E 208 3PH AD-QS | 1 | ea | DOUBLE COMBI OVEN | (Quick Ship) Two (2) (CC1ERRA.0011976) iCombi Pro® 6-Full Size Combi Ovens, double stack, electric, (12) 18" x 26" sheet pan or (24) 12" x 20" steam pan or (12) 2/1 GN pan capacity, (6) stainless steel grids included, intelligent cooking system with (4) assistants; iDensityControl, iCookingSuite, iProductionManager, & iCareSystem AutoDose, (6) operating modes, (5) cooking methods, (3) manual operating modes, 85° to 572°F temperature range, quick clean, care control, eco mode, 6-point core temperature probe, retractable hand shower, Ethernet interface, Wi-Fi enabled, 208/240v/60/3-ph, 22.4 kW each, CE, IPX5, UL, cULus, NSF, ENERGY STAR­® |  | 27000 | 27000 | 54000 | 50 | 27000 | 298.00 | 0 | 0 |  | 0.0 |  | True | 1
| RATIONAL | 60.74.725 | 1 | kt |  | Combi-Duo Stacking Kit for iCombi 6-full size (electric or gas) on iCombi 6- or 10-full size (electric only) |  | 739.5 | 739.5 | 1479 | 50 | 739.5 | 66.14 | 0 | 0 | 85 | 0.0 |  | True | 1
| RATIONAL | 60.31.204 | 1 | ea |  | Stand I for Combi-Duo, mobile, 7-3/4"H, all sides open, stainless steel construction, height adjustable casters, for iCombi 6-full size on 6-full size |  | 648 | 648 | 1296 | 50 | 648 | 52.25 | 0 | 0 | 85 | 0.0 |  | True | 1
| RATIONAL | 87.00.732US | 1 | ea |  | Safety-Set, Equipment placement system for all casters-mounted equipment, allows precise, consistent equipment placement for drain lines to floor sinks and under the fire suppression in ventilation systems, satisfies NFPA codes 17A (5.6.4) and 96 (12.1.2.3), includes tow (2) pieces and installation pack. THIS ITEM IS NON_DISCOUNTABLE (NET) |  | 63 | 63 | 63 | =Net= | 63 | 0.00 | 0 | 0 |  | 0.0 |  | True | 1
|  |  | 1 |  |  | NOTE: All discounts subject to approval by manufacturer |  | 0 | 0 | 0 |  | 0 | 0.00 | 0 | 0 |  | 0.0 |  | True | 1
| RATIONAL | ICARESYSTEM AUTODOSE | 2 | ea |  | iCareSystem AutoDose, Integrated autonomous cleaning and storage system for iCombi Pro tabletop units. Uses RATIONAL Active Green and Care cartridges |  | 617 | 1234 | 1234 | 50 | 617 | 0.00 | 0 | 0 | 85 | 0.0 |  | True | 1
|  |  | 1 |  |  | 2 years parts and labor, 5 years steam generator warranty |  | 0 | 0 | 0 |  | 0 | 0.00 | 0 | 0 |  | 0.0 |  | True | 1
| RATIONAL | CAP | 1 | ea |  | Chef Assistance Program, a RATIONAL certified Chef conducts 4 hours/location specialized application training with personnel, no charge |  | 0 | 0 | 0 |  | 0 | 0.00 | 0 | 0 | 85 | 0.0 |  | True | 1
264 | Blodgett (Middleby) | DFG-100 DBL | 1 | ea | DOUBLE CONVECTION OVEN | Convection Oven, gas, double-deck, standard depth, capacity (5) 18" x 26" pans per compartment, (SSD) solid state digital controls, 2-speed fans, interior light, simultaneous operated doors with glass, stainless steel front, sides & top, 6" stainless steel legs, flue connector, (2) 1/2 HP, 55,000 BTU each, cETL, NSF, CE |  | 29817.5 | 29817.5 | 59635 | 50 | 29817.5 | 1295.00 | 0 | 0 | 92.5 | 98.00000 |  | True | 1
|  |  | 1 |  |  | Quick Ship items have limited configurations & that standard configuration may not apply. Contact factory for details |  | 0 | 0 | 0 |  | 0 | 0.00 | 0 | 0 |  | 0.0 |  | True | 1
|  |  | 1 |  |  | 3 year parts, 2 year labor and 2 additional year door warranty (parts only), standard |  | 0 | 0 | 0 |  | 0 | 0.00 | 0 | 0 |  | 0.0 |  | True | 1
|  |  | 1 |  |  | Gas type to be determined |  | 0 | 0 | 0 |  | 0 | 0.00 | 0 | 0 |  | 0.0 |  | True | 1
|  |  | 2 |  |  | 115v/60/1-ph, 6.0 amps, 1/2 hp, 2-wire with ground, NEMA 5-15P (per deck), standard |  | 0 | 0 | 0 |  | 0 | 0.00 | 0 | 0 |  | 0.0 |  | True | 1
| Blodgett (Middleby) | SSD | 1 | ea |  | Top Oven: Solid State digital with Pulse Plus® and Cook & Hold, standard |  | 0 | 0 | 0 |  | 0 | 0.00 | 0 | 0 |  | 0.0 |  | True | 1
| Blodgett (Middleby) | SSD | 1 | ea |  | Bottom Oven: Solid State digital with Pulse Plus® and Cook & Hold, standard |  | 0 | 0 | 0 |  | 0 | 0.00 | 0 | 0 |  | 0.0 |  | True | 1
|  |  | 1 |  |  | Draft diverter or Draft hood must be selected below |  | 0 | 0 | 0 |  | 0 | 0.00 | 0 | 0 |  | 0.0 |  | True | 1
|  |  | 1 | st |  | 6" legs, adjustable, stainless steel (set), standard |  | 0 | 0 | 0 |  | 0 | 0.00 | 0 | 0 |  | 0.0 |  | True | 1
265 |  |  | 0 |  | SpareNo | SpareNo |  | 0 | 0 | 0 |  | 0 | 0.00 | 0 | 0 |  | 0.0 |  | True | 0 | SpareNo
266 | Custom Fabrication | STAINLESS STEEL | 1 | ea | SPREADER |  |  | 0 | 0 | 0 |  | 0 | 0.00 | 0 | 0 |  | 0.0 |  | True | 0
266 | Custom Fabrication | STAINLESS STEEL | 1 | ea | STAINLESS STEEL TRASH RECEPTACLE |  |  | 0 | 0 | 0 |  | 0 | 0.00 | 0 | 0 |  | 0.0 |  | True | 0
268 | Pitco (Middleby) | SG14RS-2FD | 1 | ea | FRYER BATTERY | Solstice™ Prepackaged Fryer System with Solstice™ Filter Drawer System, High Power, gas, (2) 50 lb. oil capacity full tanks, millivolt control, stainless steel tank, front & sides, under-fryer drawer filtration, total 244,000 BTU (-FF), NSF, CE, CSA Flame, CSA Star, AuGA |  | 29899.155 | 29899.16 | 59798.31 | 50 | 29899.155 | 550.00 | 0 | 0 | 85 | 0.0 |  | True | 1
|  |  | 1 |  |  | 1 year parts and labor warranty from the date of installation up to a maximum of 15 months from the date of manufacture (with appropriate documentation), standard |  | 0 | 0 | 0 |  | 0 | 0.00 | 0 | 0 |  | 0.0 |  | True | 1
|  |  | 1 |  |  | Gas to be determined |  | 0 | 0 | 0 |  | 0 | 0.00 | 0 | 0 |  | 0.0 |  | True | 1
|  |  | 1 |  |  | Millivolt Thermostat, standard |  | 0 | 0 | 0 |  | 0 | 0.00 | 0 | 0 |  | 0.0 |  | True | 1
|  |  | 1 |  |  | 115v/60/1-ph, 7.0 amps |  | 0 | 0 | 0 |  | 0 | 0.00 | 0 | 0 |  | 0.0 |  | True | 1
|  |  | 1 |  |  | Contact factory for cord information |  | 0 | 0 | 0 |  | 0 | 0.00 | 0 | 0 |  | 0.0 |  | True | 1
| Pitco (Middleby) | P6072145 | 1 |  |  | Basket, (2) oblong/twin size, 13-1/2" x 6-1/2" x 5-3/4" deep, long handle, regular mesh (shipped std (n/c) with models "T" SG14, SG14R, SSH55, SE14, SE14X, SE14B, SG14T, 35+, 45+, fryer batteries shipped with (1) per fryer |  | 0 | 0 | 0 |  | 0 | 0.00 | 0 | 0 |  | 0.0 |  | True | 1
|  |  | 1 |  |  | 9" legs, standard |  | 0 | 0 | 0 |  | 0 | 0.00 | 0 | 0 |  | 0.0 |  | True | 1
269 |  |  | 0 |  | SpareNo | SpareNo |  | 0 | 0 | 0 |  | 0 | 0.00 | 0 | 0 |  | 0.0 |  | True | 0 | SpareNo
270 |  |  | 0 |  | SpareNo | SpareNo |  | 0 | 0 | 0 |  | 0 | 0.00 | 0 | 0 |  | 0.0 |  | True | 0 | SpareNo
271 | Groen | BPM-40GA | 1 | ea | 40 GAL. TILTING SKILLET | Braising Pan, gas, 40-gallon capacity, 10" deep pan, 38" pan height, IPX6 water rated electronic Advanced controls with digital display, 1 minute to 10 hour timer, 175° - 400°F preset temperatures along with manual setting capability, manual tilt, standard etch marks, faucet bracket, round tubular open leg base, stainless steel construction, bullet feet, electric spark ignition, 144,000 BTU/hr, cCSAus, NSF, IPX6, Made in USA |  | 27855 | 27855 | 55710 | 50 | 27855 | 693.00 | 0 | 0 |  | 0.0 |  | True | 1
|  |  | 1 |  |  | (1) year parts & labor, (10) year pan warranty, standard |  | 0 | 0 | 0 |  | 0 | 0.00 | 0 | 0 |  | 0.0 |  | True | 1
|  |  | 1 |  |  | 115v/60/1-ph, 5.0 amps, standard |  | 0 | 0 | 0 |  | 0 | 0.00 | 0 | 0 |  | 0.0 |  | True | 1
|  |  | 1 |  |  | Gas type to be specified |  | 0 | 0 | 0 |  | 0 | 0.00 | 0 | 0 |  | 0.0 |  | True | 1
| Groen | ELEV0-2000 | 1 | ea |  | For elevation between 0 and 2000 (When order is placed, all equipment with elevation specified will be assigned a different Part# by the factory) |  | 0 | 0 | 0 |  | 0 | 0.00 | 0 | 0 |  | 0.0 |  | True | 1
272 | Groen | DH-40C | 1 | ea | 40 GAL. TILTING KETTLE | Tilting Kettle, gas, 40-gallon capacity, crank tilt, 2/3 jacket, IPX6 water rated electronic Classic controls, 316 stainless steel liner, floor mounted control console supports, stainless steel construction, bullet feet, electronic ignition, 50 PSI, 0 - 2000' elevation, 100,000 BTU, cCSAus, NSF, Made in USA |  | 32890 | 32890 | 65780 | 50 | 32890 | 640.00 | 0 | 0 |  | 0.0 |  | True | 1
|  |  | 1 |  |  | (1) year parts & labor, (10) year hemisphere warranty, standard |  | 0 | 0 | 0 |  | 0 | 0.00 | 0 | 0 |  | 0.0 |  | True | 1
|  |  | 1 |  |  | Gas type to be specified |  | 0 | 0 | 0 |  | 0 | 0.00 | 0 | 0 |  | 0.0 |  | True | 1
| Groen | ELEV0-2000 | 1 | ea |  | For elevation between 0 and 2000 (When order is placed, all equipment with elevation specified will be assigned a different Part# by the factory) |  | 0 | 0 | 0 |  | 0 | 0.00 | 0 | 0 |  | 0.0 |  | True | 1
|  |  | 1 |  |  | 115v/60/1-ph, 5.0 amps, std. |  | 0 | 0 | 0 |  | 0 | 0.00 | 0 | 0 |  | 0.0 |  | True | 1
273 | Custom Fabrication | STAINLESS STEEL | 1 | ea | FLOOR TROUGH AND GRATE |  |  | 0 | 0 | 0 |  | 0 | 0.00 | 0 | 0 |  | 0.0 |  | True | 0
274 | Vulcan | V6B36S | 1 | ea | SIX BURNER RANGE | V Series Heavy Duty Range, gas, 36", (6) 35,000 BTU open burners, cast iron grates, standard oven, stainless steel front, front top ledge, sides, base, burner box & stub back, 6" adjustable legs, 260,000 BTU, CSA, NSF |  | 14116.5 | 14116.5 | 28233 | 50 | 14116.5 | 690.00 | 0 | 0 | 85 | 0.0 |  | True | 1
|  |  | 1 |  |  | 1 year limited parts & labor warranty, standard |  | 0 | 0 | 0 |  | 0 | 0.00 | 0 | 0 |  | 0.0 |  | True | 1
|  |  | 1 |  |  | Gas type to be specified |  | 0 | 0 | 0 |  | 0 | 0.00 | 0 | 0 |  | 0.0 |  | True | 1
|  |  | 1 |  |  | 1-1/4" rear gas connection, standard |  | 0 | 0 | 0 |  | 0 | 0.00 | 0 | 0 |  | 0.0 |  | True | 1
|  |  | 1 |  |  | Rear gas connection: cap & cover, both ends |  | 0 | 0 | 0 |  | 0 | 0.00 | 0 | 0 |  | 0.0 |  | True | 1
275-300 |  |  | 0 |  | SpareNo | SpareNo |  | 0 | 0 | 0 |  | 0 | 0.00 | 0 | 0 |  | 0.0 |  | True | 0 | SpareNo
|  |  | 0 |  |  | PASTRY PREPERATION AREA |  | 0 | 0 | 0 |  | 0 | 0.00 | 0 | 0 |  | 0.0 |  | True | 0
301 | Advance Tabco | 7-PS-68 | 1 | ea | HAND SINK | Hand Sink, wall mounted, 14" wide x 10" front-to-back x 5" deep bowl, 20 gauge 304 stainless steel, with splash mounted gooseneck faucet with wrist blades, basket drain, wall bracket, NSF, cCSAus |  | 499 | 499 | 998 | 50 | 499 | 13.00 | 0 | 0 | 100 | 2.00000 |  | True | 1
| Advance Tabco | 7-PS-10 | 1 | ea |  | P-trap, heavy duty, 1-1/2", 17 gauge |  | 93.5 | 93.5 | 187 | 50 | 93.5 | 1.00 | 0 | 0 | 77.5 | 0.0 |  | True | 1
| Advance Tabco | 7-PS-15 | 1 | ea |  | Welded Side Splash, 12"H (installed height), both sides, for hand sinks with 14" wide x 10" front-to-back bowl, splash mounted faucets |  | 356.5 | 356.5 | 713 | 50 | 356.5 | 14.00 | 0 | 0 | 100 | 1.00000 |  | True | 1
302 | Rubbermaid | FG354060GRAY | 1 | ea | TRASH RECEPTACLE | Slim Jim® Container, 23 gallon, 22"W x 11"D x 30"H, with venting channels, molded-in handles, general purpose waste, open type without lid, high-impact plastic construction, gray, Made in USA |  | 47.13 | 47.13 | 94.26 | 50 | 47.13 | 8.24 | 0 | 0 | 150 | 0.0 |  | True | 4
303 | Custom Fabrication | STAINLESS STEEL | 1 | ea | PASTRY PREPERATION COUNTER |  |  | 0 | 0 | 0 |  | 0 | 0.00 | 0 | 0 |  | 0.0 |  | True | 0
304 | Custom Fabrication | STAINLESS STEEL | 1 | ea | DOUBLE WALL SHELF |  |  | 0 | 0 | 0 |  | 0 | 0.00 | 0 | 0 |  | 0.0 |  | True | 0
305 |  |  | 0 |  | SpareNo | SpareNo |  | 0 | 0 | 0 |  | 0 | 0.00 | 0 | 0 |  | 0.0 |  | True | 0 | SpareNo
306 | Carpigiani | LB 200 G TRONIC/A | 1 | ea | BATCH ICE CREAM FREEZER | (A= Air) (G=Gelato) Batch Freezer, counter model, air-cooled, two speed, 5 qt. capacity, electronic control & touch pad, self-adjusting scraper blades & removable blades, welded steel construction, stainless steel outer panels, R404A, 208-230v/60/1-ph, NSF, cULus, (Material Code: US 805619001), (contact factory for price) |  | 0 | 0 | 0 | 50 | 0 | 397.00 | 0 | 0 | 85 | 0.0 |  | True | 1
|  |  | 1 |  |  | Note: For pricing, please email info@carpigiani-usa.com. |  | 0 | 0 | 0 |  | 0 | 0.00 | 0 | 0 |  | 0.0 |  | True | 1
| Carpigiani | START-UP PROCESSING FEE | 1 | ea |  | Start-up Processing Fee (NET) |  | 50 | 50 | 0 | =Net= | 50 | 0.00 | 0 | 0 |  | 0.0 |  | True | 1
307 | Fisher | 3041 | 1 | ea | Dipper Well | Dipper Well Faucet and Sink, 6-7/8" diameter, 1-1/2" x 4" tailpiece, 40° - 140°F system limits, 200 psi maximum static pressure limit, stainless steel seat faucet, stainless steel pan with removable inner shell |  | 171 | 171 | 342 | 50 | 171 | 3.00 | 0 | 0 | 77.5 | 0.0 |  | True | 1
308 | Randell | DCFT-36-SR7 | 1 | ea | Ice Cream Dipping Cabinet | Ice Cream Dipping Cabinet, 36" W, 12 gallon tub storage capacity, (3) pump and (4) jar capacity, cooled syrup rail with clean out valves, electronic controls, hinged removeable flip-top lids, stainless steel interior, 16 gauge stainless steel top, front, and sides with 2.5" nosing, concealed casters, R290 Hydrocarbon refrigeration, 1/3 HP, 115v/60/1-ph, 3.2 amps, cord, NEMA 5-15P, cULus, NSF, Made in USA |  | 14580 | 14580 | 29160 | 50 | 14580 | 385.00 | 0 | 0 | 150 | 0.0 |  | True | 1
| Randell | CW5 | 1 |  |  | 5 yr. compressor warranty (NET) |  | 90 | 90 | 90 | =Net= | 90 | 0.00 | 0 | 0 |  | 0.0 |  | True | 1
309 |  |  | 0 |  | SpareNo | SpareNo |  | 0 | 0 | 0 |  | 0 | 0.00 | 0 | 0 |  | 0.0 |  | True | 0 | SpareNo
310 |  |  | 0 |  | SpareNo | SpareNo |  | 0 | 0 | 0 |  | 0 | 0.00 | 0 | 0 |  | 0.0 |  | True | 0 | SpareNo
311 | Custom Fabrication | STAINLESS STEEL | 1 | ea | PASTRY PREPERATION COUNTER |  |  | 0 | 0 | 0 |  | 0 | 0.00 | 0 | 0 |  | 0.0 |  | True | 0
312 | Custom Fabrication | STAINLESS STEEL | 1 | ea | DOUBLE WALL SHELF |  |  | 0 | 0 | 0 |  | 0 | 0.00 | 0 | 0 |  | 0.0 |  | True | 0
313 | Custom Fabrication | STAINLESS STEEL | 1 | ea | MARBLE TOP |  |  | 0 | 0 | 0 |  | 0 | 0.00 | 0 | 0 |  | 0.0 |  | True | 0
314 | Custom Fabrication | STAINLESS STEEL | 1 | ea | UNDER COUNTER REFRIGERATOR |  |  | 0 | 0 | 0 |  | 0 | 0.00 | 0 | 0 |  | 0.0 |  | True | 0
315 |  |  | 0 |  | SpareNo | SpareNo |  | 0 | 0 | 0 |  | 0 | 0.00 | 0 | 0 |  | 0.0 |  | True | 0 | SpareNo
316 | Custom Fabrication | STAINLESS STEEL | 1 | ea | UNDER COUNTER FREEZER |  |  | 0 | 0 | 0 |  | 0 | 0.00 | 0 | 0 |  | 0.0 |  | True | 0
317 | RositoBisani | C230 | 1 | ea | PASTA MACHINE | Capitani Pasta Sheeter, counter top, electric, 44 lbs. output capacity per hour, adjustable pasta sheet thickness, emergency stop button, built-in safety grill, produces sheets of lasagne, fettuccini, taglioni, pappardelle & spaghetti, heavy duty construction with stainless steel finish, 1 HP, 10amp, 220v/60/1ph |  | 8085 | 8085 | 16170 | 50 | 8085 | 320.00 | 0 | 0 | 85 | 0.0 |  | True | 1
318 | Rubbermaid | FG360088WHT | 2 | ea | INGREDIENT BIN | ProSave® Ingredient Bin, 2-3/4 cu. ft., 13-1/8"W x 29-1/4"D x 28"H, mobile, slant front with sliding lid, 32 oz scoop, seamless construction, 3" extra wide casters front fixed & rear swivel, white base/clear lid, USDA, FDA, NSF, S.O.S. (Special Order Smallwares) product; see SOS document for details, Made in USA (CANNOT BREAK CASE) |  | 304.34 | 608.68 | 608.68 | 50 | 304.34 | 28.00 | 0 | 0 | 150 | 6.91000 |  | True | 1
| Rubbermaid | ZZARUBBERPROP65 | 2 |  |  | WARNING: This product can expose you to chemicals, which is known to the State of California to cause cancer and/or other reproductive harm. For more information go to www.P65Warnings.ca.gov. |  | 0 | 0 | 0 |  | 0 | 0.00 | 0 | 0 |  | 0.0 |  | True | 1
| Rubbermaid | FG9F7700CLR | 2 | ea |  | ProSave® Ingredient Bin Lid, 29"W x 12-1/10"D x 1-9/10"H, fits #3600 ingredient bin, includes 32 oz. scoop, clear, S.O.S. (Special Order Smallwares) product; see SOS document for details, NSF (CANNOT BREAK CASE) |  | 106.445 | 212.9 | 212.89 | 50 | 106.445 | 7.40 | 0 | 0 | 250 | 0.97000 |  | True | 1
319 |  |  | 0 |  | SpareNo | SpareNo |  | 0 | 0 | 0 |  | 0 | 0.00 | 0 | 0 |  | 0.0 |  | True | 0 | SpareNo
320 |  |  | 0 |  | SpareNo | SpareNo |  | 0 | 0 | 0 |  | 0 | 0.00 | 0 | 0 |  | 0.0 |  | True | 0 | SpareNo
321 | OS&e | OS&E | 1 | ea | POS PRINTER | BY OS&E |  | 0 | 0 | 0 |  | 0 | 0.00 | 0 | 0 |  | 0.0 |  | True | 0
322 | Rubbermaid | FG262000GRAY | 1 | ea | TRASH RECEPTACLE | ProSave® Brute® Container, without lid, 20 gallon, 19-1/2"D x 22-7/8"H, round, reinforced rims, built in handles, double rimmed base, high-impact plastic construction, gray, NSF | 0.05 | 32.256 | 32.26 | 61.44 | 50 | 30.72 | 5.83 | 0 | 0 | 250 | 0.0 |  | True | 6
| Rubbermaid | FG264000BLA | 1 | ea | Trash Receptacle, Dolly | Brute® Dolly, 18-1/4"D x 6-5/8"H, heavy duty 3" casters, 250 lb. capacity, for 2620, 2632, 2643, 2655, black | 0.05 | 59.052 | 59.05 | 112.48 | 50 | 56.24 | 5.73 | 0 | 0 | 250 | 0.0 |  | True | 2
| Rubbermaid | FG9G7700WHT | 1 | ea | Trash Receptacle Lid / Top | ProSave® Sliding Container Lid, fits container Brute® 2620, 20-3/4" dia. x 5"H, includes 3 cup portioning scoop (9G52), clear rotating sliding door, dishwasher safe, white, NSF, S.O.S. (Special Order Smallwares) product; see SOS document for details | 0.05 | 69.2895 | 69.29 | 131.98 | 50 | 65.99 | 4.85 | 0 | 0 | 250 | 1.44 |  | True | 1
323 | Advance Tabco | 7-PS-68 | 1 | ea | HAND SINK | Hand Sink, wall mounted, 14" wide x 10" front-to-back x 5" deep bowl, 20 gauge 304 stainless steel, with splash mounted gooseneck faucet with wrist blades, basket drain, wall bracket, NSF, cCSAus |  | 499 | 499 | 998 | 50 | 499 | 13.00 | 0 | 0 | 100 | 2.00000 |  | True | 1
| Advance Tabco | 7-PS-10 | 1 | ea |  | P-trap, heavy duty, 1-1/2", 17 gauge |  | 93.5 | 93.5 | 187 | 50 | 93.5 | 1.00 | 0 | 0 | 77.5 | 0.0 |  | True | 1
| Advance Tabco | 7-PS-15 | 1 | ea |  | Welded Side Splash, 12"H (installed height), both sides, for hand sinks with 14" wide x 10" front-to-back bowl, splash mounted faucets |  | 356.5 | 356.5 | 713 | 50 | 356.5 | 14.00 | 0 | 0 | 100 | 1.00000 |  | True | 1
324 | Rubbermaid | FG354060GRAY | 1 | ea | TRASH RECEPTACLE | Slim Jim® Container, 23 gallon, 22"W x 11"D x 30"H, with venting channels, molded-in handles, general purpose waste, open type without lid, high-impact plastic construction, gray, Made in USA |  | 61.27 | 61.27 | 122.54 | 50 | 61.27 | 8.24 | 0 | 0 | 150 | 0.0 |  | True | 4
325-330 |  |  | 0 |  | SpareNo | SpareNo |  | 0 | 0 | 0 |  | 0 | 0.00 | 0 | 0 |  | 0.0 |  | True | 0 | SpareNo
|  |  | 0 |  |  | FINISH COOKLINE |  | 0 | 0 | 0 |  | 0 | 0.00 | 0 | 0 |  | 0.0 |  | True | 0
331 | Captive-Aire |  | 1 | ea | EXHAUST HOOD |  |  | 0 | 0 | 0 |  | 0 | 0.00 | 0 | 0 |  | 0.0 |  | True | 0
332 | True Mfg. - General Foodservice | STG1F-1S-HC | 1 | ea | Reach-In Freezer | SPEC SERIES® Freezer, reach-in, one-section, -10°F, (1) stainless steel door with lock, cam-lift hinges, digital temperature control, (3) gray shelves, LED interior lights, stainless steel front, aluminum sides, aluminum interior, 5" castors, R290 Hydrocarbon refrigerant, 1/2 HP, 115v/60/1-ph, 6.0 amps, NEMA 5-15P, cULus, UL EPH Classified, Made in USA |  | 7989.5 | 7989.5 | 15979 | 50 | 7989.5 | 385.00 | 0 | 0 | 150 | 77.00000 |  | True | 1
|  |  | 1 | ea |  | 7 year compressor warranty, 7 years parts warranty, 7 year labor warranty, standard. Visit www.truemfg.com for specifics. |  | 0 | 0 | 0 |  | 0 | 0.00 | 0 | 0 |  | 0.0 |  | True | 1
|  |  | 1 |  |  | Door hinged right standard |  | 0 | 0 | 0 |  | 0 | 0.00 | 0 | 0 |  | 0.0 |  | True | 1
|  |  | 1 |  |  | (3) vinyl shelves & shelf supports standard per section |  | 0 | 0 | 0 |  | 0 | 0.00 | 0 | 0 |  | 0.0 |  | True | 1
|  |  | 1 | st |  | 5" castors (set of 4), standard |  | 0 | 0 | 0 |  | 0 | 0.00 | 0 | 0 |  | 0.0 |  | True | 1
333 | Pitco (Middleby) | SG14RS-2FD | 1 | ea | FRYER BATTERY | Solstice™ Prepackaged Fryer System with Solstice™ Filter Drawer System, High Power, gas, (2) 50 lb. oil capacity full tanks, millivolt control, stainless steel tank, front & sides, under-fryer drawer filtration, total 244,000 BTU (-FF), NSF, CE, CSA Flame, CSA Star, AuGA |  | 29899.155 | 29899.16 | 59798.31 | 50 | 29899.155 | 550.00 | 0 | 0 | 85 | 0.0 |  | True | 1
|  |  | 1 |  |  | 1 year parts and labor warranty from the date of installation up to a maximum of 15 months from the date of manufacture (with appropriate documentation), standard |  | 0 | 0 | 0 |  | 0 | 0.00 | 0 | 0 |  | 0.0 |  | True | 1
|  |  | 1 |  |  | Gas to be determined |  | 0 | 0 | 0 |  | 0 | 0.00 | 0 | 0 |  | 0.0 |  | True | 1
|  |  | 1 |  |  | Millivolt Thermostat, standard |  | 0 | 0 | 0 |  | 0 | 0.00 | 0 | 0 |  | 0.0 |  | True | 1
|  |  | 1 |  |  | 115v/60/1-ph, 7.0 amps |  | 0 | 0 | 0 |  | 0 | 0.00 | 0 | 0 |  | 0.0 |  | True | 1
|  |  | 1 |  |  | Contact factory for cord information |  | 0 | 0 | 0 |  | 0 | 0.00 | 0 | 0 |  | 0.0 |  | True | 1
| Pitco (Middleby) | P6072145 | 1 |  |  | Basket, (2) oblong/twin size, 13-1/2" x 6-1/2" x 5-3/4" deep, long handle, regular mesh (shipped std (n/c) with models "T" SG14, SG14R, SSH55, SE14, SE14X, SE14B, SG14T, 35+, 45+, fryer batteries shipped with (1) per fryer |  | 0 | 0 | 0 |  | 0 | 0.00 | 0 | 0 |  | 0.0 |  | True | 1
|  |  | 1 |  |  | 9" legs, standard |  | 0 | 0 | 0 |  | 0 | 0.00 | 0 | 0 |  | 0.0 |  | True | 1
334 | Custom Fabrication | STAINLESS STEEL | 1 | ea | SPREADER |  |  | 0 | 0 | 0 |  | 0 | 0.00 | 0 | 0 |  | 0.0 |  | True | 0
335 |  |  | 0 |  | SpareNo | SpareNo |  | 0 | 0 | 0 |  | 0 | 0.00 | 0 | 0 |  | 0.0 |  | True | 0 | SpareNo
336 | Custom Fabrication | STAINLESS STEEL | 1 | ea | STAINLESS STEEL TRASH RECEPTACLE |  |  | 0 | 0 | 0 |  | 0 | 0.00 | 0 | 0 |  | 0.0 |  | True | 0
337 | Jade (Middleby) | JMRH-36G | 1 | ea | GRIDDLE WITH REFRIGERATED BASE | Titan™ Heavy Duty Range, gas, 36", modular, griddle, 1" thick polished steel plate, manual controls (NO TEMPERATURE THERMOSTAT), stainless steel grease trough, splashguards, 6" plate shelf, front, sides & stub back, 105,000 BTU, CSAus, NSF |  | 7028.5 | 7028.5 | 14057 | 50 | 7028.5 | 530.00 | 0 | 0 | 85 | 0.0 |  | True | 1
|  |  | 1 |  |  | NOTE: All units are fully welded with heavy duty construction, stainless steel sides, front and top are standard |  | 0 | 0 | 0 |  | 0 | 0.00 | 0 | 0 |  | 0.0 |  | True | 1
|  |  | 1 |  |  | NOTE: Stainless steel tray bed (burner box), deflectors, tray guides and drip tray/grease can standard |  | 0 | 0 | 0 |  | 0 | 0.00 | 0 | 0 |  | 0.0 |  | True | 1
|  |  | 1 |  |  | Two years part & labor warranty - Includes Five year warranty parts on oven door (parts only) & Ten year warranty on range frame (parts only), standard |  | 0 | 0 | 0 |  | 0 | 0.00 | 0 | 0 |  | 0.0 |  | True | 1
|  |  | 1 |  |  | Gas type to be specified |  | 0 | 0 | 0 |  | 0 | 0.00 | 0 | 0 |  | 0.0 |  | True | 1
|  |  | 1 |  |  | 3/4" Rear connection, standard |  | 0 | 0 | 0 |  | 0 | 0.00 | 0 | 0 |  | 0.0 |  | True | 1
|  |  | 1 |  |  | 3/4" Gas regulator supplied with range |  | 0 | 0 | 0 |  | 0 | 0.00 | 0 | 0 |  | 0.0 |  | True | 1
| Jade (Middleby) | JRLH-02S-T-36 | 1 |  |  | Titan™ Fire & Ice™ Refrigerated Base, 36", self-contained, (2) 14-3/8" self-closing refrigerator drawers, (2) 12" x 20" x 6" pan capacity (pans by others), face mounted dial thermometers, built-in condensate evaporator, stainless steel 6" adjustable legs, 12.6 amps, cETLus |  | 11538.5 | 11538.5 | 23077 | 50 | 11538.5 | 350.00 | 0 | 0 | 85 | 0.0 |  | True | 1
|  |  | 1 |  |  | Set of six casters (3 with brakes) |  | 729.5 | 729.5 | 1459 | 50 | 729.5 | 0.00 | 0 | 0 |  | 0.0 |  | True | 1
|  |  | 1 |  |  | Legs, 25"H, crossrails, standard |  | 0 | 0 | 0 |  | 0 | 0.00 | 0 | 0 |  | 0.0 |  | True | 1
338 | Custom Fabrication | STAINLESS STEEL | 1 | ea | SPREADER TABLE |  |  | 0 | 0 | 0 |  | 0 | 0.00 | 0 | 0 |  | 0.0 |  | True | 0
339 |  |  | 0 |  | SpareNo | SpareNo |  | 0 | 0 | 0 |  | 0 | 0.00 | 0 | 0 |  | 0.0 |  | True | 0 | SpareNo
340 |  |  | 0 |  | SpareNo | SpareNo |  | 0 | 0 | 0 |  | 0 | 0.00 | 0 | 0 |  | 0.0 |  | True | 0 | SpareNo
341 | Rubbermaid | FG354060GRAY | 1 | ea | TRASH RECEPTACLE | Slim Jim® Container, 23 gallon, 22"W x 11"D x 30"H, with venting channels, molded-in handles, general purpose waste, open type without lid, high-impact plastic construction, gray, Made in USA |  | 47.13 | 47.13 | 94.26 | 50 | 47.13 | 8.24 | 0 | 0 | 150 | 0.0 |  | True | 4
342 | Jade (Middleby) | JMRH-6 | 1 | ea | MODULAR SIX BURNER RANGE | Titan™ Heavy Duty Range, gas, 36", modular, (6) 35,000 BTU open burners, infinite controls, stainless steel 6" plate shelf, front, sides & stub back, 210,000 BTU, CSAus, NSF |  | 7302.5 | 7302.5 | 14605 | 50 | 7302.5 | 450.00 | 0 | 0 | 85 | 0.0 |  | True | 1
|  |  | 1 |  |  | NOTE: All units are fully welded with heavy duty construction, stainless steel sides, front and top are standard |  | 0 | 0 | 0 |  | 0 | 0.00 | 0 | 0 |  | 0.0 |  | True | 1
|  |  | 1 |  |  | NOTE: Stainless steel tray bed (burner box), deflectors, tray guides and drip tray/grease can standard |  | 0 | 0 | 0 |  | 0 | 0.00 | 0 | 0 |  | 0.0 |  | True | 1
|  |  | 1 |  |  | Two years part & labor warranty - Includes Five year warranty parts on oven door (parts only) & Ten year warranty on range frame (parts only), standard |  | 0 | 0 | 0 |  | 0 | 0.00 | 0 | 0 |  | 0.0 |  | True | 1
|  |  | 1 |  |  | Gas type to be specified |  | 0 | 0 | 0 |  | 0 | 0.00 | 0 | 0 |  | 0.0 |  | True | 1
|  |  | 1 |  |  | 3/4" Rear connection, standard |  | 0 | 0 | 0 |  | 0 | 0.00 | 0 | 0 |  | 0.0 |  | True | 1
|  |  | 1 |  |  | 3/4" Gas regulator supplied with range |  | 0 | 0 | 0 |  | 0 | 0.00 | 0 | 0 |  | 0.0 |  | True | 1
|  |  | 1 |  |  | Legs, 25"H, crossrails, standard |  | 0 | 0 | 0 |  | 0 | 0.00 | 0 | 0 |  | 0.0 |  | True | 1
343 | Jade (Middleby) | JSB-36WM | 1 | ea | SALAMANDER | Titan™ Salamander Broiler, 36", gas, wall mount, infrared type burners, counter balanced roll out grid carriage with 4 locking positions, stainless steel front, sides, interior, bottom & top, 35,000 BTU, CSAus, NSF |  | 5789.5 | 5789.5 | 11579 | 50 | 5789.5 | 240.00 | 0 | 0 | 85 | 0.0 |  | True | 1
|  |  | 1 |  |  | NOTE: All units are fully welded with heavy duty construction, stainless steel sides, front and top are standard |  | 0 | 0 | 0 |  | 0 | 0.00 | 0 | 0 |  | 0.0 |  | True | 1
|  |  | 1 |  |  | Two years part & labor warranty |  | 0 | 0 | 0 |  | 0 | 0.00 | 0 | 0 |  | 0.0 |  | True | 1
|  |  | 1 |  |  | Gas type to be specified |  | 0 | 0 | 0 |  | 0 | 0.00 | 0 | 0 |  | 0.0 |  | True | 1
|  |  | 1 |  |  | 3/4" Rear connection, standard |  | 0 | 0 | 0 |  | 0 | 0.00 | 0 | 0 |  | 0.0 |  | True | 1
|  |  | 1 |  |  | 3/4" Gas regulator supplied with range |  | 0 | 0 | 0 |  | 0 | 0.00 | 0 | 0 |  | 0.0 |  | True | 1
|  |  | 1 |  |  | Standard Depth Model - 18" Overall Depth, standard |  | 0 | 0 | 0 |  | 0 | 0.00 | 0 | 0 |  | 0.0 |  | True | 1
344 | Jade (Middleby) | JMRH-6 | 1 | ea | MODULAR SIX BURNER RANGE | Titan™ Heavy Duty Range, gas, 36", modular, (6) 35,000 BTU open burners, infinite controls, stainless steel 6" plate shelf, front, sides & stub back, 210,000 BTU, CSAus, NSF |  | 7302.5 | 7302.5 | 14605 | 50 | 7302.5 | 450.00 | 0 | 0 | 85 | 0.0 |  | True | 1
|  |  | 1 |  |  | NOTE: All units are fully welded with heavy duty construction, stainless steel sides, front and top are standard |  | 0 | 0 | 0 |  | 0 | 0.00 | 0 | 0 |  | 0.0 |  | True | 1
|  |  | 1 |  |  | NOTE: Stainless steel tray bed (burner box), deflectors, tray guides and drip tray/grease can standard |  | 0 | 0 | 0 |  | 0 | 0.00 | 0 | 0 |  | 0.0 |  | True | 1
|  |  | 1 |  |  | Two years part & labor warranty - Includes Five year warranty parts on oven door (parts only) & Ten year warranty on range frame (parts only), standard |  | 0 | 0 | 0 |  | 0 | 0.00 | 0 | 0 |  | 0.0 |  | True | 1
|  |  | 1 |  |  | Gas type to be specified |  | 0 | 0 | 0 |  | 0 | 0.00 | 0 | 0 |  | 0.0 |  | True | 1
|  |  | 1 |  |  | 3/4" Rear connection, standard |  | 0 | 0 | 0 |  | 0 | 0.00 | 0 | 0 |  | 0.0 |  | True | 1
|  |  | 1 |  |  | 3/4" Gas regulator supplied with range |  | 0 | 0 | 0 |  | 0 | 0.00 | 0 | 0 |  | 0.0 |  | True | 1
|  |  | 1 |  |  | Legs, 25"H, crossrails, standard |  | 0 | 0 | 0 |  | 0 | 0.00 | 0 | 0 |  | 0.0 |  | True | 1
345 |  |  | 0 |  | SpareNo | SpareNo |  | 0 | 0 | 0 |  | 0 | 0.00 | 0 | 0 |  | 0.0 |  | True | 0 | SpareNo
346 | Fisher | 5440 | 1 | ea | FILLER FAUCET | Pot Filler Faucet, splash-mounted 8" OC with vacuum breaker, 72" flexible hose, hook nozzle, wall hook, 3/4" inlet |  | 650 | 650 | 1300 | 50 | 650 | 18.00 | 0 | 0 | 77.5 | 0.0 |  | True | 1
346 | Fisher | 4230 | 1 | ea | POT FILLER FAUCET | Pot Filler Faucet, splash-mounted mixing faucet, with 8" adjustable centers, double-joint spout, 18" long, with insulated off-on control valve at outlet, 1/2" inlets |  | 215 | 215 | 430 | 50 | 215 | 5.88 | 0 | 0 | 77.5 | 0.0 |  | True | 1
347 | Jade (Middleby) | JRLH-04S-T-72 | 1 | ea | REFRIGERATED EQUIPMENT STAND | Titan™ Fire & Ice™ Refrigerated Base, 72", self-contained, (2) 14-3/8" & (2) 27-1/4" self-closing drawers, (6) 12" x 20" x 6" deep pan capacity (pans by others), face mounted dial thermometers, built-in condensate evaporator, stainless steel 6" adjustable legs, 12.6 amps, cETLus |  | 14511.5 | 14511.5 | 29023 | 50 | 14511.5 | 500.00 | 0 | 0 | 85 | 0.0 |  | True | 1
|  |  | 1 |  |  | All units are fully welded with heavy duty construction, stainless steel sides and front are standard |  | 0 | 0 | 0 |  | 0 | 0.00 | 0 | 0 |  | 0.0 |  | True | 1
|  |  | 1 |  |  | Two years part & labor warranty |  | 0 | 0 | 0 |  | 0 | 0.00 | 0 | 0 |  | 0.0 |  | True | 1
|  |  | 1 |  |  | 115v/60/1-ph, standard |  | 0 | 0 | 0 |  | 0 | 0.00 | 0 | 0 |  | 0.0 |  | True | 1
348 | Custom Fabrication | STAINLESS STEEL | 1 | ea | SPREADER TABLE |  |  | 0 | 0 | 0 |  | 0 | 0.00 | 0 | 0 |  | 0.0 |  | True | 0
349 |  |  | 0 |  | SpareNo | SpareNo |  | 0 | 0 | 0 |  | 0 | 0.00 | 0 | 0 |  | 0.0 |  | True | 0 | SpareNo
350 |  |  | 0 |  | SpareNo | SpareNo |  | 0 | 0 | 0 |  | 0 | 0.00 | 0 | 0 |  | 0.0 |  | True | 0 | SpareNo
351 | Rubbermaid | FG354060GRAY | 1 | ea | TRASH RECEPTACLE | Slim Jim® Container, 23 gallon, 22"W x 11"D x 30"H, with venting channels, molded-in handles, general purpose waste, open type without lid, high-impact plastic construction, gray, Made in USA |  | 47.13 | 47.13 | 94.26 | 50 | 47.13 | 8.24 | 0 | 0 | 150 | 0.0 |  | True | 4
352 | Grillworks | EXO PRO 40 | 1 | ea | CHARBROILER | EXO Pro Wood-Fired & Charcoal Grill, designed for installation on a masonry base, (1) adjustable grill station with rear-mounted fire cage, slanted "V" channel grill surface, clocking wheel chain & gear lift system with brass height indicators, forward insulated heat barrier, overhead resting area, removable basting pan, 304 stainless steel construction, 11 gauge tubular main frame, CE, NSF, Made in USA (designed for maximum menu impact in open & show kitchens) |  | 9880 | 9880 | 19760 | 50 | 9880 | 600.00 | 0 | 0 |  | 0.0 |  | True | 1
|  |  | 1 |  |  | Professional discount is 10% (contact factory for information & pricing) |  | 0 | 0 | 0 |  | 0 | 0.00 | 0 | 0 |  | 0.0 |  | True | 1
|  |  | 1 |  |  | Packing & crating fees |  | 850 | 850 | 1700 | 50 | 850 | 0.00 | 0 | 0 |  | 0.0 |  | True | 1
353 | Captive-Aire |  | 1 | ea | SOLID FUEL EXHAUST HOOD |  |  | 0 | 0 | 0 |  | 0 | 0.00 | 0 | 0 |  | 0.0 |  | True | 0
354 | OS&e | OS&E | 1 | ea | ASH COLLECTOR | BY OS&E |  | 0 | 0 | 0 |  | 0 | 0.00 | 0 | 0 |  | 0.0 |  | True | 0
355 |  |  | 0 |  | SpareNo | SpareNo |  | 0 | 0 | 0 |  | 0 | 0.00 | 0 | 0 |  | 0.0 |  | True | 0 | SpareNo
356 | Custom Fabrication | STAINLESS STEEL | 1 | ea | STAINLESS STEEL WOOD STORAGE CABINET |  |  | 0 | 0 | 0 |  | 0 | 0.00 | 0 | 0 |  | 0.0 |  | True | 0
357 |  |  | 0 |  | SpareNo | SpareNo |  | 0 | 0 | 0 |  | 0 | 0.00 | 0 | 0 |  | 0.0 |  | True | 0 | SpareNo
358 |  |  | 0 |  | SpareNo | SpareNo |  | 0 | 0 | 0 |  | 0 | 0.00 | 0 | 0 |  | 0.0 |  | True | 0 | SpareNo
359 |  |  | 0 |  | SpareNo | SpareNo |  | 0 | 0 | 0 |  | 0 | 0.00 | 0 | 0 |  | 0.0 |  | True | 0 | SpareNo
360 |  |  | 0 |  | SpareNo | SpareNo |  | 0 | 0 | 0 |  | 0 | 0.00 | 0 | 0 |  | 0.0 |  | True | 0 | SpareNo
361 | Custom Fabrication | STAINLESS STEEL | 1 | ea | CHEF'S COUNTER WITH SINK |  |  | 0 | 0 | 0 |  | 0 | 0.00 | 0 | 0 |  | 0.0 |  | True | 0
362 | Custom Fabrication | STAINLESS STEEL | 1 | ea | DOUBLE OVERSHELF |  |  | 0 | 0 | 0 |  | 0 | 0.00 | 0 | 0 |  | 0.0 |  | True | 0
363 | OS&e | OS&E | 1 | ea | POS PRINTER | BY OS&E |  | 0 | 0 | 0 |  | 0 | 0.00 | 0 | 0 |  | 0.0 |  | True | 0
364 | Custom Fabrication | STAINLESS STEEL | 1 | ea | UNDER COUNTER REFRIGERATOR |  |  | 0 | 0 | 0 |  | 0 | 0.00 | 0 | 0 |  | 0.0 |  | True | 0
365 |  |  | 0 |  | SpareNo | SpareNo |  | 0 | 0 | 0 |  | 0 | 0.00 | 0 | 0 |  | 0.0 |  | True | 0 | SpareNo
366 | Hatco | GRAHL-48 | 1 | ea | FOOD WARMER | Glo-Ray® Infrared Strip Heater, 48" W, high wattage, tubular metal heater rod with lights, single heater rod housing, aluminum construction, 1340 watts, NSF, CE, cULus, Made in USA |  | 428.5 | 428.5 | 857 | 50 | 428.5 | 17.00 | 0 | 0 | 100 | 0.0 |  | True | 1
|  |  | 1 |  |  | NOTE: Sale of this product must comply with Hatco's Minimum Resale Price Policy; consult order acknowledgement for details |  | 0 | 0 | 0 |  | 0 | 0.00 | 0 | 0 |  | 0.0 |  | True | 1
|  |  | 1 |  |  | NOTE: Includes 24/7 parts & service assistance, call 414-671-6350 |  | 0 | 0 | 0 |  | 0 | 0.00 | 0 | 0 |  | 0.0 |  | True | 1
|  |  | 1 |  |  | One year on-site parts & labor warranty, plus one additional year parts only warranty on all Glo-Ray metal sheathed elements |  | 0 | 0 | 0 |  | 0 | 0.00 | 0 | 0 |  | 0.0 |  | True | 1
|  |  | 1 |  |  | 120v/60/1-ph |  | 0 | 0 | 0 |  | 0 | 0.00 | 0 | 0 |  | 0.0 |  | True | 1
| Hatco | BLT TOG-2 | 1 |  |  | (2) Built-in toggle controls. 1 for heat, 1 for lights. (remote recommended) (available at time of purchase only) |  | 0 | 0 | 0 |  | 0 | 0.00 | 0 | 0 |  | 0.0 |  | True | 1
| Hatco | STANDARD | 1 |  |  | Clear Anodized Aluminum housing, finish, standard (available at time of purchase only) |  | 0 | 0 | 0 |  | 0 | 0.00 | 0 | 0 |  | 0.0 |  | True | 1
367 | Custom Fabrication | STAINLESS STEEL | 1 | ea | RECESSED CUTTING BOARD |  |  | 0 | 0 | 0 |  | 0 | 0.00 | 0 | 0 |  | 0.0 |  | True | 0
368 | Fisher | 3041 | 1 | ea | Dipper Well | Dipper Well Faucet and Sink, 6-7/8" diameter, 1-1/2" x 4" tailpiece, 40° - 140°F system limits, 200 psi maximum static pressure limit, stainless steel seat faucet, stainless steel pan with removable inner shell |  | 171 | 171 | 342 | 50 | 171 | 3.00 | 0 | 0 | 77.5 | 0.0 |  | True | 1
369 |  |  | 0 |  | SpareNo | SpareNo |  | 0 | 0 | 0 |  | 0 | 0.00 | 0 | 0 |  | 0.0 |  | True | 0 | SpareNo
370 |  |  | 0 |  | SpareNo | SpareNo |  | 0 | 0 | 0 |  | 0 | 0.00 | 0 | 0 |  | 0.0 |  | True | 0 | SpareNo
371 | Randell | RCHB-2-208 | 1 | ea | HOT/COLD WELL | Drop-In Hot/Cold Food Unit, electric, (2) 12" x 20" pan size, common waterbath, switch for hot or cold operation, thermostatic controls, 1" drain & gate valve, 18 gauge stainless steel top & interior, corrosion resistant steel exterior, R290a, 1/4 HP, 1.1kW, cUL, UL, NSF, Made in USA (unit cutout size: 29-1/2"W x 25"D) |  | 9807.5 | 9807.5 | 19615 | 50 | 9807.5 | 110.00 | 0 | 0 | 150 | 0.0 |  | True | 1
|  |  | 1 |  |  | (1) year parts, labor, and compressor warranty, standard |  | 0 | 0 | 0 |  | 0 | 0.00 | 0 | 0 |  | 0.0 |  | True | 1
|  |  | 1 |  |  | 120/208v/60/1-ph, hardwired connection, standard |  | 0 | 0 | 0 |  | 0 | 0.00 | 0 | 0 |  | 0.0 |  | True | 1
372 | Hatco | GRAHL-48 | 1 | ea | FOOD WARMER | Glo-Ray® Infrared Strip Heater, 48" W, high wattage, tubular metal heater rod with lights, single heater rod housing, aluminum construction, 1340 watts, NSF, CE, cULus, Made in USA |  | 428.5 | 428.5 | 857 | 50 | 428.5 | 17.00 | 0 | 0 | 100 | 0.0 |  | True | 1
|  |  | 1 |  |  | NOTE: Sale of this product must comply with Hatco's Minimum Resale Price Policy; consult order acknowledgement for details |  | 0 | 0 | 0 |  | 0 | 0.00 | 0 | 0 |  | 0.0 |  | True | 1
|  |  | 1 |  |  | NOTE: Includes 24/7 parts & service assistance, call 414-671-6350 |  | 0 | 0 | 0 |  | 0 | 0.00 | 0 | 0 |  | 0.0 |  | True | 1
|  |  | 1 |  |  | One year on-site parts & labor warranty, plus one additional year parts only warranty on all Glo-Ray metal sheathed elements |  | 0 | 0 | 0 |  | 0 | 0.00 | 0 | 0 |  | 0.0 |  | True | 1
|  |  | 1 |  |  | 120v/60/1-ph |  | 0 | 0 | 0 |  | 0 | 0.00 | 0 | 0 |  | 0.0 |  | True | 1
| Hatco | BLT TOG-2 | 1 |  |  | (2) Built-in toggle controls. 1 for heat, 1 for lights. (remote recommended) (available at time of purchase only) |  | 0 | 0 | 0 |  | 0 | 0.00 | 0 | 0 |  | 0.0 |  | True | 1
| Hatco | STANDARD | 1 |  |  | Clear Anodized Aluminum housing, finish, standard (available at time of purchase only) |  | 0 | 0 | 0 |  | 0 | 0.00 | 0 | 0 |  | 0.0 |  | True | 1
373 | Fisher | 3041 | 1 | ea | Dipper Well | Dipper Well Faucet and Sink, 6-7/8" diameter, 1-1/2" x 4" tailpiece, 40° - 140°F system limits, 200 psi maximum static pressure limit, stainless steel seat faucet, stainless steel pan with removable inner shell |  | 171 | 171 | 342 | 50 | 171 | 3.00 | 0 | 0 | 77.5 | 0.0 |  | True | 1
374 | Custom Fabrication | STAINLESS STEEL | 1 | ea | UNDER COUNTER REFRIGERATOR |  |  | 0 | 0 | 0 |  | 0 | 0.00 | 0 | 0 |  | 0.0 |  | True | 0
375 |  |  | 0 |  | SpareNo | SpareNo |  | 0 | 0 | 0 |  | 0 | 0.00 | 0 | 0 |  | 0.0 |  | True | 0 | SpareNo
376 | Custom Fabrication | STAINLESS STEEL | 1 | ea | RECESSED CUTTING BOARD |  |  | 0 | 0 | 0 |  | 0 | 0.00 | 0 | 0 |  | 0.0 |  | True | 0
377 | OS&e | OS&E | 1 | ea | POS PRINTER | BY OS&E |  | 0 | 0 | 0 |  | 0 | 0.00 | 0 | 0 |  | 0.0 |  | True | 0
378 | Custom Fabrication | STAINLESS STEEL | 1 | ea | PLATE AND BOWL SHELF |  |  | 0 | 0 | 0 |  | 0 | 0.00 | 0 | 0 |  | 0.0 |  | True | 0
379 |  |  | 0 |  | SpareNo | SpareNo |  | 0 | 0 | 0 |  | 0 | 0.00 | 0 | 0 |  | 0.0 |  | True | 0 | SpareNo
380 |  |  | 0 |  | SpareNo | SpareNo |  | 0 | 0 | 0 |  | 0 | 0.00 | 0 | 0 |  | 0.0 |  | True | 0 | SpareNo
381 | OS&e | OS&E | 1 | ea | POS PRINTER | BY OS&E |  | 0 | 0 | 0 |  | 0 | 0.00 | 0 | 0 |  | 0.0 |  | True | 0
382 | Custom Fabrication | STAINLESS STEEL | 1 | ea | UNDER COUNTER REFRIGERATOR |  |  | 0 | 0 | 0 |  | 0 | 0.00 | 0 | 0 |  | 0.0 |  | True | 0
383 | Custom Fabrication | STAINLESS STEEL | 1 | ea | RECESSED CUTTING BOARD |  |  | 0 | 0 | 0 |  | 0 | 0.00 | 0 | 0 |  | 0.0 |  | True | 0
384 | OS&e | OS&E | 1 | ea | POS PRINTER | BY OS&E |  | 0 | 0 | 0 |  | 0 | 0.00 | 0 | 0 |  | 0.0 |  | True | 0
385 |  |  | 0 |  | SpareNo | SpareNo |  | 0 | 0 | 0 |  | 0 | 0.00 | 0 | 0 |  | 0.0 |  | True | 0 | SpareNo
386 | Gaylord | COMMAND CENTER | 1 | ea | EXHAUST HOOD CONTROL CABINET |  |  | 0 | 0 | 0 |  | 0 | 0.00 | 0 | 0 |  | 0.0 |  | True | 0
387 |  |  | 0 |  | SpareNo | SpareNo |  | 0 | 0 | 0 |  | 0 | 0.00 | 0 | 0 |  | 0.0 |  | True | 0 | SpareNo
388 |  |  | 0 |  | SpareNo | SpareNo |  | 0 | 0 | 0 |  | 0 | 0.00 | 0 | 0 |  | 0.0 |  | True | 0 | SpareNo
389 |  |  | 0 |  | SpareNo | SpareNo |  | 0 | 0 | 0 |  | 0 | 0.00 | 0 | 0 |  | 0.0 |  | True | 0 | SpareNo
390-400 |  |  | 0 |  | SpareNo | SpareNo |  | 0 | 0 | 0 |  | 0 | 0.00 | 0 | 0 |  | 0.0 |  | True | 0 | SpareNo
|  |  | 0 |  |  | SHUCK STATION |  | 0 | 0 | 0 |  | 0 | 0.00 | 0 | 0 |  | 0.0 |  | True | 0
401 | True Mfg. - General Foodservice | STA1R-2HS-HC | 1 | ea | Reach-In Refrigerator | SPEC SERIES® Refrigerator, reach-in, one-section, (2) stainless steel half doors with locks, cam-lift hinges, digital temperature control, (3) chrome shelves, LED interior lights, stainless steel front & sides, aluminum interior sides & walls, stainless floor & ceiling, 5" castors, R290 Hydrocarbon refrigerant, 1/4 HP, 115v/60/1-ph, 3.8 amps, NEMA 5-15P, cULus, UL EPH Classified, Made in USA, ENERGY STAR® |  | 9494 | 9494 | 18988 | 50 | 9494 | 390.00 | 0 | 0 | 150 | 77.00000 |  | True | 1
|  |  | 1 | ea |  | 7 year compressor warranty, 7 years parts warranty, 7 year labor warranty, standard. Visit www.truemfg.com for specifics. |  | 0 | 0 | 0 |  | 0 | 0.00 | 0 | 0 |  | 0.0 |  | True | 1
|  |  | 1 |  |  | Door hinged right standard |  | 0 | 0 | 0 |  | 0 | 0.00 | 0 | 0 |  | 0.0 |  | True | 1
|  |  | 1 |  |  | (3) chrome shelves & shelf supports standard per section |  | 0 | 0 | 0 |  | 0 | 0.00 | 0 | 0 |  | 0.0 |  | True | 1
|  |  | 1 | st |  | 5" castors (set of 4), standard |  | 0 | 0 | 0 |  | 0 | 0.00 | 0 | 0 |  | 0.0 |  | True | 1
402 | Custom Fabrication | STAINLESS STEEL | 1 | ea | SHUCK STATION COUNTER WITHB SINKS |  |  | 0 | 0 | 0 |  | 0 | 0.00 | 0 | 0 |  | 0.0 |  | True | 0
403 | Custom Fabrication | STAINLESS STEEL | 1 | ea | STAINLESS STEEL TRASH RECEPTACLE |  |  | 0 | 0 | 0 |  | 0 | 0.00 | 0 | 0 |  | 0.0 |  | True | 0
404 | Custom Fabrication | STAINLESS STEEL | 1 | ea | TRASH CHUTE |  |  | 0 | 0 | 0 |  | 0 | 0.00 | 0 | 0 |  | 0.0 |  | True | 0
405 |  |  | 0 |  | SpareNo | SpareNo |  | 0 | 0 | 0 |  | 0 | 0.00 | 0 | 0 |  | 0.0 |  | True | 0 | SpareNo
406 | Custom Fabrication | STAINLESS STEEL | 1 | ea | DOUBLE WALL SHELF |  |  | 0 | 0 | 0 |  | 0 | 0.00 | 0 | 0 |  | 0.0 |  | True | 0
407 | Custom Fabrication | STAINLESS STEEL | 1 | ea | UNDER COUNTER REFRIGERATOR |  |  | 0 | 0 | 0 |  | 0 | 0.00 | 0 | 0 |  | 0.0 |  | True | 0
408 | Edlund | KSUV-18 | 1 | ea | KNIFE SANITIZER | Knife Sterilizer Cabinet, holds up to 12 knives (2 larger slots to accommodate cleavers), LED light indicator, UV filtered plexiglass door with lockable keyed handle, stainless steel, 115v/60/1-ph, 70 watts, NEMA 5-15P, NSF, cETLus |  | 1281.5 | 1281.5 | 2563 | 50 | 1281.5 | 30.00 | 0 | 0 | 70 | 0.0 |  | True | 1
|  |  | 1 |  |  | 1 year limited warranty, standard |  | 0 | 0 | 0 |  | 0 | 0.00 | 0 | 0 |  | 0.0 |  | True | 1
409 |  |  | 0 |  | SpareNo | SpareNo |  | 0 | 0 | 0 |  | 0 | 0.00 | 0 | 0 |  | 0.0 |  | True | 0 | SpareNo
410 |  |  | 0 |  | SpareNo | SpareNo |  | 0 | 0 | 0 |  | 0 | 0.00 | 0 | 0 |  | 0.0 |  | True | 0 | SpareNo
411 | Custom Fabrication | STAINLESS STEEL | 1 | ea | RECESSED CUTTING BOARD |  |  | 0 | 0 | 0 |  | 0 | 0.00 | 0 | 0 |  | 0.0 |  | True | 0
412 | OS&e | OS&E | 1 | ea | POS PRINTER | BY OS&E |  | 0 | 0 | 0 |  | 0 | 0.00 | 0 | 0 |  | 0.0 |  | True | 0
413 | Custom Fabrication | STAINLESS STEEL | 1 | ea | REFRIGERATED SHUCKING BIN WITH RAIL |  |  | 0 | 0 | 0 |  | 0 | 0.00 | 0 | 0 |  | 0.0 |  | True | 0
414 | Custom Fabrication | STAINLESS STEEL | 1 | ea | RECESSED CUTTING BOARD |  |  | 0 | 0 | 0 |  | 0 | 0.00 | 0 | 0 |  | 0.0 |  | True | 0
415 |  |  | 0 |  | SpareNo | SpareNo |  | 0 | 0 | 0 |  | 0 | 0.00 | 0 | 0 |  | 0.0 |  | True | 0 | SpareNo
416 | Custom Fabrication | STAINLESS STEEL | 1 | ea | PICK UP LANDING |  |  | 0 | 0 | 0 |  | 0 | 0.00 | 0 | 0 |  | 0.0 |  | True | 0
417 |  |  | 0 |  | SpareNo | SpareNo |  | 0 | 0 | 0 |  | 0 | 0.00 | 0 | 0 |  | 0.0 |  | True | 0 | SpareNo
418 |  |  | 0 |  | SpareNo | SpareNo |  | 0 | 0 | 0 |  | 0 | 0.00 | 0 | 0 |  | 0.0 |  | True | 0 | SpareNo
419 |  |  | 0 |  | SpareNo | SpareNo |  | 0 | 0 | 0 |  | 0 | 0.00 | 0 | 0 |  | 0.0 |  | True | 0 | SpareNo
420 |  |  | 0 |  | SpareNo | SpareNo |  | 0 | 0 | 0 |  | 0 | 0.00 | 0 | 0 |  | 0.0 |  | True | 0 | SpareNo
|  |  | 0 |  |  | BEVERAGE STATION AREA |  | 0 | 0 | 0 |  | 0 | 0.00 | 0 | 0 |  | 0.0 |  | True | 0
421 | True Mfg. - General Foodservice | STA1R-2HS-HC | 1 | ea | Reach-In Refrigerator | SPEC SERIES® Refrigerator, reach-in, one-section, (2) stainless steel half doors with locks, cam-lift hinges, digital temperature control, (3) chrome shelves, LED interior lights, stainless steel front & sides, aluminum interior sides & walls, stainless floor & ceiling, 5" castors, R290 Hydrocarbon refrigerant, 1/4 HP, 115v/60/1-ph, 3.8 amps, NEMA 5-15P, cULus, UL EPH Classified, Made in USA, ENERGY STAR® |  | 9494 | 9494 | 18988 | 50 | 9494 | 390.00 | 0 | 0 | 150 | 77.00000 |  | True | 1
|  |  | 1 | ea |  | 7 year compressor warranty, 7 years parts warranty, 7 year labor warranty, standard. Visit www.truemfg.com for specifics. |  | 0 | 0 | 0 |  | 0 | 0.00 | 0 | 0 |  | 0.0 |  | True | 1
|  |  | 1 |  |  | Door hinged right standard |  | 0 | 0 | 0 |  | 0 | 0.00 | 0 | 0 |  | 0.0 |  | True | 1
|  |  | 1 |  |  | (3) chrome shelves & shelf supports standard per section |  | 0 | 0 | 0 |  | 0 | 0.00 | 0 | 0 |  | 0.0 |  | True | 1
|  |  | 1 | st |  | 5" castors (set of 4), standard |  | 0 | 0 | 0 |  | 0 | 0.00 | 0 | 0 |  | 0.0 |  | True | 1
422 | Custom Fabrication | STAINLESS STEEL | 1 | ea | BEVERAGE COUNTER |  |  | 0 | 0 | 0 |  | 0 | 0.00 | 0 | 0 |  | 0.0 |  | True | 0
423 | Fisher | 54208 | 1 | ea | Glass Filler Station | Pedestal Glass Filler, 10", in-sink, stainless steel |  | 209.5 | 209.5 | 419 | 50 | 209.5 | 5.25 | 0 | 0 |  | 0.0 |  | True | 1
424 | Custom Fabrication | STAINLESS STEEL | 1 | ea | DOUBLE WALL SHELF |  |  | 0 | 0 | 0 |  | 0 | 0.00 | 0 | 0 |  | 0.0 |  | True | 0
425 |  |  | 0 |  | SpareNo | SpareNo |  | 0 | 0 | 0 |  | 0 | 0.00 | 0 | 0 |  | 0.0 |  | True | 0 | SpareNo
426 | FETCO | HWB-2105 (B210552) | 1 | ea | Hot Water Dispenser | Hot Water Dispenser, 5 gallon, traditional pull faucet with soft silicone tap, touch screen interface, metrics and diagnostic screens, insulated top and sides, mixed material construction, 1 x 4.0kW heater, 208-240v, 1-ph, 2+G wires, 17.1 max amp draw, 4.1kW, terminal block, 6.0 - 7.0 gallons per hour, UL, cUL, NSF |  | 1074 | 1074 | 2148 | =Net= | 1074 | 44.00 | 0 | 0 | 125 | 5.60000 |  | True | 1
|  |  | 1 |  |  | NOTE: Pricing and specifications subject to change with or without notice - Please call 1.800.FETCO.99 for confirmation |  | 0 | 0 | 0 |  | 0 | 0.00 | 0 | 0 |  | 0.0 |  | True | 1
|  |  | 1 |  |  | Circuit board: 3 year parts & 1 year labor warranty, standard |  | 0 | 0 | 0 |  | 0 | 0.00 | 0 | 0 |  | 0.0 |  | True | 1
|  |  | 1 |  |  | Electro-mechanical parts: 2 year parts & 1 year labor warranty, standard |  | 0 | 0 | 0 |  | 0 | 0.00 | 0 | 0 |  | 0.0 |  | True | 1
|  |  | 1 |  |  | All other parts: 1 year parts & 1 year labor warranty, standard |  | 0 | 0 | 0 |  | 0 | 0.00 | 0 | 0 |  | 0.0 |  | True | 1
427 | Metro | CBH2121C | 3 | ea | GLASS RACK DOLLY | Dolly, for Cup/Glass Rack, platform design, single stack, designed for 20" x 20" racks, all aluminum construction, with corner bumpers & handle |  | 484 | 1452 | 968 | 50 | 484 | 34.00 | 0 | 0 | 70 | 1.31000 |  | True | 1
428 | DIXIE |  | 1 | ea | SODA AND ICE DISPENSER | BY VENDOR |  | 0 | 0 | 0 |  | 0 | 0.00 | 0 | 0 |  | 0.0 |  | True | 0
429 |  |  | 0 |  | SpareNo | SpareNo |  | 0 | 0 | 0 |  | 0 | 0.00 | 0 | 0 |  | 0.0 |  | True | 0 | SpareNo
430 |  |  | 0 |  | SpareNo | SpareNo |  | 0 | 0 | 0 |  | 0 | 0.00 | 0 | 0 |  | 0.0 |  | True | 0 | SpareNo
431 | Scotsman | NH0422A-1 | 1 | ea | ICE MACHINE | Prodigy Plus® Ice Maker, nugget style, H2 Nugget Ice, air-cooled, self-contained condenser, production capacity up to 456 lb/24 hours at 70°/50° (333 lb AHRI certified at 90°/70°), sealed maintenance-free bearings, AutoAlert™ indicating lights, front facing removable air filter, unit specific QR code, stainless auger and evaporator, one-touch cleaning, stainless steel finish, AgION™ antimicrobial protection, R-404A refrigerant, 115v/60/1-ph, 12.9 amps, NSF, cULus, engineered and assembled in USA |  | 5420.5 | 5420.5 | 10841 | 50 | 5420.5 | 172.00 | 0 | 0 | 92.5 | 12.20000 |  | True | 1
|  |  | 1 |  |  | NOTE: Sale of this product must comply with Scotsman's MSRP Policy; contact your Scotsman representative for details |  | 0 | 0 | 0 |  | 0 | 0.00 | 0 | 0 |  | 0.0 |  | True | 1
|  |  | 1 |  |  | 3 year parts & labor warranties |  | 0 | 0 | 0 |  | 0 | 0.00 | 0 | 0 |  | 0.0 |  | True | 1
|  |  | 1 |  |  | 5 year parts on compressor |  | 0 | 0 | 0 |  | 0 | 0.00 | 0 | 0 |  | 0.0 |  | True | 1
|  |  | 1 |  |  | NOTE: Kit(s) required for all modular nugget ice machines placed on a dispenser; contact your Scotsman representative for details |  | 0 | 0 | 0 |  | 0 | 0.00 | 0 | 0 |  | 0.0 |  | True | 1
432 | Scotsman | AP1-P | 1 | ea | WATER FILTRATION SYSTEM | AquaPatrol™ Plus Water Filtration System, single system, 2.1 gallons per minute max flow, designed for cubers up to 650 lb, and for flakers, nuggets & nugget dispensers up to 1,200 lb, cULus, NSF |  | 298 | 298 | 596 | 50 | 298 | 7.00 | 0 | 0 | 92.5 | 0.72917 |  | True | 1
|  |  | 1 |  |  | NOTE: Sale of this product must comply with Scotsman's MSRP Policy; contact your Scotsman representative for details |  | 0 | 0 | 0 |  | 0 | 0.00 | 0 | 0 |  | 0.0 |  | True | 1
433 | FETCO | CBS-2242-NG (E2242US-1B223-MA010) | 1 | ea | COFFEE BREWER | Extractor NG™ Series Coffee Brewer, twin, 1.0 gallon capacity, LED touchscreen interface, brew status indicator light, ECO mode, USB plug-in feature, manual hot water service, stainless steel brew basket, 2 x 2.3kW heater, 208-240v/60/1-ph, 2+G wires, 19.7 max amp draw, 4.6 kW, NO CORD, 12 gallons per hour, cULus, NSF (Use with FETCO D451/D482/D448/D479 - sold separately) |  | 1949 | 1949 | 3898 | =Net= | 1949 | 66.00 | 0 | 0 |  | 0.0 |  | True | 1
|  |  | 1 |  |  | NOTE: Pricing and specifications subject to change with or without notice - Please call 1.800.FETCO.99 for confirmation |  | 0 | 0 | 0 |  | 0 | 0.00 | 0 | 0 |  | 0.0 |  | True | 1
|  |  | 1 |  |  | Circuit board: 3 year parts & 1 year labor warranty, standard |  | 0 | 0 | 0 |  | 0 | 0.00 | 0 | 0 |  | 0.0 |  | True | 1
|  |  | 1 |  |  | Electro-mechanical parts: 2 year parts & 1 year labor warranty, standard |  | 0 | 0 | 0 |  | 0 | 0.00 | 0 | 0 |  | 0.0 |  | True | 1
|  |  | 1 |  |  | All other parts: 1 year parts & 1 year labor warranty, standard |  | 0 | 0 | 0 |  | 0 | 0.00 | 0 | 0 |  | 0.0 |  | True | 1
435 |  |  | 0 |  | SpareNo | SpareNo |  | 0 | 0 | 0 |  | 0 | 0.00 | 0 | 0 |  | 0.0 |  | True | 0 | SpareNo
436 | Everpure | QTSX-2PG | 1 | ea | WATER FILTRATION SYSTEM | QTSX-2PG Water Filter System, (1) CTO-Q activated carbon cartridge, reduces chlorine & sediment, (1) SCLX2-Q scale prevention cartridge, outlet pressure gauge, water shut-off valve, mounting bracket, 22,500 gallons, 1.0 gpm, 0.5 micron, 3/8" inlet, 3/8" outlet, NSF 42 (160-52822) |  | 390 | 390 | 780 | 50 | 390 | 12.00 | 0 | 0 | 77.5 | 0.0 |  | True | 1
437 | F&O | SUPER JOLLY V UP E | 2 | ea | espresso Grinder | Mazzer Super Jolly V UP Electronic Espresso Coffee Grinder, 2.4 lb hopper capacity, 64mm flat grinding burrs, grind on demand operation, adjustable grind settings, programmable electronic touch pad, removable hopper, 110v/60/1-ph, 350 watts, CE, UL, ETL-Sanitation |  | 1309 | 2618 | 2380 | =Net= | 1309 | 0.00 | 0 | 0 | 92.5 | 0.0 |  | True | 1
|  |  | 2 |  |  | 1 year parts & labor warranty for defects, standard |  | 0 | 0 | 0 |  | 0 | 0.00 | 0 | 0 |  | 0.0 |  | True | 1
|  |  | 2 |  |  | Specify color |  | 0 | 0 | 0 |  | 0 | 0.00 | 0 | 0 |  | 0.0 |  | True | 1
438 | Nuova Simonelli | EAGLE ONE VOL 2GR T3 | 1 | ea | ESPRESSO MACHINE | MVAEGL1VN302ND0001 Victoria Arduino Eagle One Espresso Machine, automatic, with volumetric dosing, 2 group, 7 liter steam boiler, LCD display, raised group heads, cool touch wand, T3 stainless steel boiler, stainless steel body, 5.0kW, 208-240v/60-1-ph, 32amps, NEMA L6-30 Twist, UL, CSA, NSF |  | 10250 | 10250 | 20500 | 50 | 10250 | 240.00 | 0 | 0 | 175 | 0.0 |  | True | 1
439 |  |  | 0 |  | SpareNo | SpareNo |  | 0 | 0 | 0 |  | 0 | 0.00 | 0 | 0 |  | 0.0 |  | True | 0 | SpareNo
440 |  |  | 0 |  | SpareNo | SpareNo |  | 0 | 0 | 0 |  | 0 | 0.00 | 0 | 0 |  | 0.0 |  | True | 0 | SpareNo
441 | Advance Tabco | 7-PS-68 | 1 | ea | HAND SINK | Hand Sink, wall mounted, 14" wide x 10" front-to-back x 5" deep bowl, 20 gauge 304 stainless steel, with splash mounted gooseneck faucet with wrist blades, basket drain, wall bracket, NSF, cCSAus |  | 499 | 499 | 998 | 50 | 499 | 13.00 | 0 | 0 | 100 | 2.00000 |  | True | 1
| Advance Tabco | 7-PS-10 | 1 | ea |  | P-trap, heavy duty, 1-1/2", 17 gauge |  | 93.5 | 93.5 | 187 | 50 | 93.5 | 1.00 | 0 | 0 | 77.5 | 0.0 |  | True | 1
| Advance Tabco | 7-PS-15 | 1 | ea |  | Welded Side Splash, 12"H (installed height), both sides, for hand sinks with 14" wide x 10" front-to-back bowl, splash mounted faucets |  | 356.5 | 356.5 | 713 | 50 | 356.5 | 14.00 | 0 | 0 | 100 | 1.00000 |  | True | 1
442 | Rubbermaid | FG354060GRAY | 1 | ea | TRASH RECEPTACLE | Slim Jim® Container, 23 gallon, 22"W x 11"D x 30"H, with venting channels, molded-in handles, general purpose waste, open type without lid, high-impact plastic construction, gray, Made in USA |  | 61.27 | 61.27 | 122.54 | 50 | 61.27 | 8.24 | 0 | 0 | 150 | 0.0 |  | True | 4
443 |  |  | 0 |  | SpareNo | SpareNo |  | 0 | 0 | 0 |  | 0 | 0.00 | 0 | 0 |  | 0.0 |  | True | 0 | SpareNo
444 |  |  | 0 |  | SpareNo | SpareNo |  | 0 | 0 | 0 |  | 0 | 0.00 | 0 | 0 |  | 0.0 |  | True | 0 | SpareNo
445-450 |  |  | 0 |  | SpareNo | SpareNo |  | 0 | 0 | 0 |  | 0 | 0.00 | 0 | 0 |  | 0.0 |  | True | 0 | SpareNo
|  |  | 0 |  |  | WAREWASHING AREA |  | 0 | 0 | 0 |  | 0 | 0.00 | 0 | 0 |  | 0.0 |  | True | 0
451 | FWE | UC-60-512AL | 1 | ea | Queen Mary | Queen Mary Utility Cart, (5) 27" x 60"shelves with flanged down edges spaced 12" apart, open welded tubular frame, (1) heavy duty push handle, aluminum construction, full extension bumper, 8" poly. casters, 1200 lb. capacity |  | 2632 | 2632 | 5264 | 50 | 2632 | 147.00 | 0 | 0 | 250 | 0.0 |  | True | 1
452 | Custom Fabrication | STAINLESS STEEL | 3 | ea | TRASH CHUTE |  |  | 0 | 0 | 0 |  | 0 | 0.00 | 0 | 0 |  | 0.0 |  | True | 0
453 | Custom Fabrication | STAINLESS STEEL | 1 | ea | SOILED DISH TABLE |  |  | 0 | 0 | 0 |  | 0 | 0.00 | 0 | 0 |  | 0.0 |  | True | 0
454 | Custom Fabrication | STAINLESS STEEL | 1 | ea | DOUBLE SIDED GLASS RACK SHELF |  |  | 0 | 0 | 0 |  | 0 | 0.00 | 0 | 0 |  | 0.0 |  | True | 0
455 |  |  | 0 |  | SpareNo | SpareNo |  | 0 | 0 | 0 |  | 0 | 0.00 | 0 | 0 |  | 0.0 |  | True | 0 | SpareNo
456 | Rubbermaid | FG262000GRAY | 3 | ea | TRASH RECEPTACLE | ProSave® Brute® Container, without lid, 20 gallon, 19-1/2"D x 22-7/8"H, round, reinforced rims, built in handles, double rimmed base, high-impact plastic construction, gray, NSF | 0.05 | 32.256 | 96.78 | 61.44 | 50 | 30.72 | 5.83 | 0 | 0 | 250 | 0.0 |  | True | 6
| Rubbermaid | FG264000BLA | 3 | ea | Trash Receptacle, Dolly | Brute® Dolly, 18-1/4"D x 6-5/8"H, heavy duty 3" casters, 250 lb. capacity, for 2620, 2632, 2643, 2655, black | 0.05 | 59.052 | 177.15 | 112.48 | 50 | 56.24 | 5.73 | 0 | 0 | 250 | 0.0 |  | True | 2
| Rubbermaid | FG9G7700WHT | 3 | ea | Trash Receptacle Lid / Top | ProSave® Sliding Container Lid, fits container Brute® 2620, 20-3/4" dia. x 5"H, includes 3 cup portioning scoop (9G52), clear rotating sliding door, dishwasher safe, white, NSF, S.O.S. (Special Order Smallwares) product; see SOS document for details | 0.05 | 69.2895 | 207.87 | 131.98 | 50 | 65.99 | 4.85 | 0 | 0 | 250 | 1.44 |  | True | 1
457 | Custom Fabrication | STAINLESS STEEL | 1 | ea | FLOOR TROUGH AND GRATE |  |  | 0 | 0 | 0 |  | 0 | 0.00 | 0 | 0 |  | 0.0 |  | True | 0
458 | Fisher | 75222 | 1 | ea | HOSE REEL | Hose Reel Assembly, ceiling mounted, closed stainless steel reel, 2.65 gpm spray valve, 30 feet of 3/8” ID, 3-ply hose, self-locking, adjustable ball stop, working pressure of 200 psi, withstands 160° F water temperature, 18" inlet hose with ½” NPT female |  | 2316.5 | 2316.5 | 4633 | 50 | 2316.5 | 34.00 | 0 | 0 |  | 0.0 |  | True | 1
459 |  |  | 0 |  | SpareNo | SpareNo |  | 0 | 0 | 0 |  | 0 | 0.00 | 0 | 0 |  | 0.0 |  | True | 0 | SpareNo
460 |  |  | 0 |  | SpareNo | SpareNo |  | 0 | 0 | 0 |  | 0 | 0.00 | 0 | 0 |  | 0.0 |  | True | 0 | SpareNo
461 | Rubbermaid | FG262000GRAY | 1 | ea | TRASH RECEPTACLE | ProSave® Brute® Container, without lid, 20 gallon, 19-1/2"D x 22-7/8"H, round, reinforced rims, built in handles, double rimmed base, high-impact plastic construction, gray, NSF | 0.05 | 22.5015 | 22.5 | 42.86 | 50 | 21.43 | 5.83 | 0 | 0 | 250 | 0.0 |  | True | 6
| Rubbermaid | FG264000BLA | 1 | ea | Trash Receptacle, Dolly | Brute® Dolly, 18-1/4"D x 6-5/8"H, heavy duty 3" casters, 250 lb. capacity, for 2620, 2632, 2643, 2655, black | 0.05 | 45.255 | 45.26 | 86.2 | 50 | 43.1 | 5.73 | 0 | 0 | 250 | 0.0 |  | True | 2
| Rubbermaid | FG9G7700WHT | 1 | ea | Trash Receptacle Lid / Top | ProSave® Sliding Container Lid, fits container Brute® 2620, 20-3/4" dia. x 5"H, includes 3 cup portioning scoop (9G52), clear rotating sliding door, dishwasher safe, white, NSF, S.O.S. (Special Order Smallwares) product; see SOS document for details | 0.05 | 53.298 | 53.3 | 101.52 | 50 | 50.76 | 4.85 | 0 | 0 | 250 | 1.44 |  | True | 1
462 | InSinkErator | PRT | 1 | ea | FOOD WASTE COLLECTOR | PowerRinse® Trough (Model PRT™) - Complete Waste Collection System Package. Requires only 1 GPM (3.79 LPM) of fresh water per hour. Pre-rinse and scrapping system with 70 GPM (264.98 LPM) recirculated water flow capability, dry start protection, and adjustable run time. Pre-plumbed and pre-wired base assembly with control, solenoid and pump (requires additional plumbing for trough); integrated air gap; stainless steel mounting tray, base assembly, basket cover, pump housing, 1/4" pump inlet screen, and pump impeller; 1/4" perforated scrap basket with four ergonomic handles; flanged feet; check valves; 2" drain discharge; 1/2" NPT water inlets |  | 8396 | 8396 | 16792 | 50 | 8396 | 165.00 | 0 | 0 | 85 | 31.96000 |  | True | 1
|  |  | 1 |  |  | (1) year On-Site parts & labor warranty from date of installation (standard) |  | 0 | 0 | 0 |  | 0 | 0.00 | 0 | 0 |  | 0.0 |  | True | 1
| InSinkErator | PRT-1 | 1 | ea |  | 110-120v/60/1-ph |  | 0 | 0 | 0 |  | 0 | 0.00 | 0 | 0 |  | 0.0 |  | True | 1
463 | Custom Fabrication | STAINLESS STEEL | 1 | ea | GLASS RACK SHELF |  |  | 0 | 0 | 0 |  | 0 | 0.00 | 0 | 0 |  | 0.0 |  | True | 0
464 | Hobart | CL44ENVL+BUILDUP | 1 | ea | DISH MACHINE | Ventless Conveyor Dishwasher, heat pump energy recovery operation, single tank, (202) racks/hour, Opti-Rinse™ system, insulated hinged cabinet-style doors with door interlock switches, door actuated drain closure, pressure reducing valve, self-aligning wash manifolds, stainless steel anti-clogging wash arms, removable pump intake screen, stainless steel self-draining pump & impeller, (1) scrap screen & basket, 19-1/2"H chamber accommodates (6) sheet pans, 0.62 gallon/rack, stainless steel enclosure panels, NSF rated pot and pan mode, programmable microprocessor controls with low temperature, dirty water, and de-lime notification, 30kW stainless booster heater, 9kW wash tank heater, 4 HP compressor, 1/6 HP drive, 2 HP wash, 1/6 HP heat pump fan, ENERGY STAR® (heat pump ships separately) |  | 0 | 0 | 0 |  | 0 | 729.00 | 0 | 0 |  | 127.00000 |  | True | 1
465 |  |  | 0 |  | SpareNo | SpareNo |  | 0 | 0 | 0 |  | 0 | 0.00 | 0 | 0 |  | 0.0 |  | True | 0 | SpareNo
466 | Custom Fabrication | STAINLESS STEEL | 1 | ea | CLEAN DISH TABLE |  |  | 0 | 0 | 0 |  | 0 | 0.00 | 0 | 0 |  | 0.0 |  | True | 0
467 | Custom Fabrication | STAINLESS STEEL | 1 | ea | GLASS RACK SHELF |  |  | 0 | 0 | 0 |  | 0 | 0.00 | 0 | 0 |  | 0.0 |  | True | 0
468 | Hobart | CUH-1 | 1 | ea | UNDER COUNTER GLASSWASHER | Centerline Dishwasher, undercounter, 22 11/16"W x 24"D x 32 5/16"H, high temperature sanitizing, (24) racks/hr, fresh water rinse, .84 gal/rack, Delime Notification with Cycle, service diagnostics with error notifications, soft start, detergent & rinse aid pumps, 208-240v/60/1-ph, 24.2-27.5 amps, ships with (1) peg rack and (1) combo rack, cULus, NSF, ENERGY STAR® (Pricing options available, please contact your local rep for more information) (NET price shown) |  | 4795 | 4795 | 6850 | =Net= | 4795 | 0.00 | 0 | 0 |  | 0.0 |  | True | 1
|  |  | 1 |  |  | Standard warranty - 1-Year parts, labor & travel time during normal working hours within the USA |  | 0 | 0 | 0 |  | 0 | 0.00 | 0 | 0 |  | 0.0 |  | True | 1
|  |  | 1 |  |  | NOTE: Hobart suggests adding a water softener. Hobart recommends a total of 2 water softeners (one for the incoming hot water line, one for the incoming cold water line) for all Centerline dishwashers. |  | 0 | 0 | 0 |  | 0 | 0.00 | 0 | 0 |  | 0.0 |  | True | 1
469 |  |  | 0 |  | SpareNo | SpareNo |  | 0 | 0 | 0 |  | 0 | 0.00 | 0 | 0 |  | 0.0 |  | True | 0 | SpareNo
470 |  |  | 0 |  | SpareNo | SpareNo |  | 0 | 0 | 0 |  | 0 | 0.00 | 0 | 0 |  | 0.0 |  | True | 0 | SpareNo
471 | Hobart | CUH-1 | 1 | ea | UNDER COUNTER GLASSWASHER | Centerline Dishwasher, undercounter, 22 11/16"W x 24"D x 32 5/16"H, high temperature sanitizing, (24) racks/hr, fresh water rinse, .84 gal/rack, Delime Notification with Cycle, service diagnostics with error notifications, soft start, detergent & rinse aid pumps, 208-240v/60/1-ph, 24.2-27.5 amps, ships with (1) peg rack and (1) combo rack, cULus, NSF, ENERGY STAR® (Pricing options available, please contact your local rep for more information) (NET price shown) |  | 4795 | 4795 | 6850 | =Net= | 4795 | 0.00 | 0 | 0 |  | 0.0 |  | True | 1
|  |  | 1 |  |  | Standard warranty - 1-Year parts, labor & travel time during normal working hours within the USA |  | 0 | 0 | 0 |  | 0 | 0.00 | 0 | 0 |  | 0.0 |  | True | 1
|  |  | 1 |  |  | NOTE: Hobart suggests adding a water softener. Hobart recommends a total of 2 water softeners (one for the incoming hot water line, one for the incoming cold water line) for all Centerline dishwashers. |  | 0 | 0 | 0 |  | 0 | 0.00 | 0 | 0 |  | 0.0 |  | True | 1
472 | Fisher | 1801 | 1 | ea | HOSE REEL CONTROL CABINET | Reel Rinse Control Unit, valves, gauges and connections are completely enclosed within a stainless steel cabinet, dual check backflow preventer, water hammer silencer, 90° panel lock, padlock hasp & finger latch, 1/2" NPT female inlets & outlets |  | 1614 | 1614 | 3228 | 50 | 1614 | 36.25 | 0 | 0 | 77.5 | 0.0 |  | True | 1
473 | Advance Tabco | 7-PS-68 | 1 | ea | HAND SINK | Hand Sink, wall mounted, 14" wide x 10" front-to-back x 5" deep bowl, 20 gauge 304 stainless steel, with splash mounted gooseneck faucet with wrist blades, basket drain, wall bracket, NSF, cCSAus |  | 499 | 499 | 998 | 50 | 499 | 13.00 | 0 | 0 | 100 | 2.00000 |  | True | 1
| Advance Tabco | 7-PS-10 | 1 | ea |  | P-trap, heavy duty, 1-1/2", 17 gauge |  | 93.5 | 93.5 | 187 | 50 | 93.5 | 1.00 | 0 | 0 | 77.5 | 0.0 |  | True | 1
| Advance Tabco | 7-PS-15 | 1 | ea |  | Welded Side Splash, 12"H (installed height), both sides, for hand sinks with 14" wide x 10" front-to-back bowl, splash mounted faucets |  | 356.5 | 356.5 | 713 | 50 | 356.5 | 14.00 | 0 | 0 | 100 | 1.00000 |  | True | 1
474 | Rubbermaid | FG354060GRAY | 1 | ea | TRASH RECEPTACLE | Slim Jim® Container, 23 gallon, 22"W x 11"D x 30"H, with venting channels, molded-in handles, general purpose waste, open type without lid, high-impact plastic construction, gray, Made in USA |  | 61.27 | 61.27 | 122.54 | 50 | 61.27 | 8.24 | 0 | 0 | 150 | 0.0 |  | True | 4
475 |  |  | 0 |  | SpareNo | SpareNo |  | 0 | 0 | 0 |  | 0 | 0.00 | 0 | 0 |  | 0.0 |  | True | 0 | SpareNo
476 | Metro | 1848NK3 | 4 | ea | CLEAN DISH STORAGE SHELVING | Super Erecta® Shelf, wire, 48"W x 18"D, plastic split sleeves are included in each carton, Metroseal 3™ epoxy-coated corrosion-resistant finish with Microban® antimicrobial protection, NSF | 0.05 | 384.9982 | 1540 | 733.33 | 50 | 366.665 | 12.00 | 0 | 0 | 70 | 0.8 |  | True | 1
477 | Custom Fabrication | STAINLESS STEEL | 1 | ea | POT SINK |  |  | 0 | 0 | 0 |  | 0 | 0.00 | 0 | 0 |  | 0.0 |  | True | 0
478 | Custom Fabrication | STAINLESS STEEL | 1 | ea | POT SHELF |  |  | 0 | 0 | 0 |  | 0 | 0.00 | 0 | 0 |  | 0.0 |  | True | 0
479 |  |  | 0 |  | SpareNo | SpareNo |  | 0 | 0 | 0 |  | 0 | 0.00 | 0 | 0 |  | 0.0 |  | True | 0 | SpareNo
480 |  |  | 0 |  | SpareNo | SpareNo |  | 0 | 0 | 0 |  | 0 | 0.00 | 0 | 0 |  | 0.0 |  | True | 0 | SpareNo
481 | Custom Fabrication | STAINLESS STEEL | 1 | ea | FLOOR TROUGH AND GRATE |  |  | 0 | 0 | 0 |  | 0 | 0.00 | 0 | 0 |  | 0.0 |  | True | 0
482 | Fisher | 75222 | 1 | ea | Hose Reel | Hose Reel Assembly, ceiling mounted, closed stainless steel reel, 2.65 gpm spray valve, 30 feet of 3/8” ID, 3-ply hose, self-locking, adjustable ball stop, working pressure of 200 psi, withstands 160° F water temperature, 18" inlet hose with ½” NPT female |  | 2316.5 | 2316.5 | 4633 | 50 | 2316.5 | 34.00 | 0 | 0 |  | 0.0 |  | True | 1
483 | Fisher | 1801 | 1 | ea | HOSE REEL CONTROL CABINET | Reel Rinse Control Unit, valves, gauges and connections are completely enclosed within a stainless steel cabinet, dual check backflow preventer, water hammer silencer, 90° panel lock, padlock hasp & finger latch, 1/2" NPT female inlets & outlets |  | 1614 | 1614 | 3228 | 50 | 1614 | 36.25 | 0 | 0 | 77.5 | 0.0 |  | True | 1
484 | Advance Tabco | 7-PS-68 | 1 | ea | HAND SINK | Hand Sink, wall mounted, 14" wide x 10" front-to-back x 5" deep bowl, 20 gauge 304 stainless steel, with splash mounted gooseneck faucet with wrist blades, basket drain, wall bracket, NSF, cCSAus |  | 499 | 499 | 998 | 50 | 499 | 13.00 | 0 | 0 | 100 | 2.00000 |  | True | 1
| Advance Tabco | 7-PS-10 | 1 | ea |  | P-trap, heavy duty, 1-1/2", 17 gauge |  | 93.5 | 93.5 | 187 | 50 | 93.5 | 1.00 | 0 | 0 | 77.5 | 0.0 |  | True | 1
| Advance Tabco | 7-PS-15 | 1 | ea |  | Welded Side Splash, 12"H (installed height), both sides, for hand sinks with 14" wide x 10" front-to-back bowl, splash mounted faucets |  | 356.5 | 356.5 | 713 | 50 | 356.5 | 14.00 | 0 | 0 | 100 | 1.00000 |  | True | 1
485 |  |  | 0 |  | SpareNo | SpareNo |  | 0 | 0 | 0 |  | 0 | 0.00 | 0 | 0 |  | 0.0 |  | True | 0 | SpareNo
486 | Rubbermaid | FG354060GRAY | 1 | ea | TRASH RECEPTACLE | Slim Jim® Container, 23 gallon, 22"W x 11"D x 30"H, with venting channels, molded-in handles, general purpose waste, open type without lid, high-impact plastic construction, gray, Made in USA |  | 47.13 | 47.13 | 94.26 | 50 | 47.13 | 8.24 | 0 | 0 | 150 | 0.0 |  | True | 4
487 | Metro | MAX4-PR48VX4 | 2 | ea | POT AND PAN DRYING RACK | MetroMax® 4 Mobile Drying Rack Unit, 48"W x 24"D x 68"H, 4-tier, for trays/cutting boards/sheet pans & steam pans, includes: (4) open shelf frames, (4) 63" mobile posts, (2) cutting board/tray drying racks, (2) pan racks, (4) polymer swivel casters (2 with brakes), built in Microban® antimicrobial product protection, NSF |  | 1107 | 2214 | 2214 | 50 | 1107 | 95.30 | 0 | 0 | 70 | 11.96000 |  | True | 1
487 | Metro | MAX4-PR36VX4 | 2 | ea | POT AND PAN DRYING RACK | MetroMax® 4 Mobile Drying Rack Unit, 36"W x 24"D x 68"H, 4-tier, for trays/cutting boards/sheet pans & steam pans, includes: (4) open shelf frames, (4) 63" mobile posts, (2) cutting board/tray drying racks, (2) pan racks, (4) polymer swivel casters (2 with brakes), built in Microban® antimicrobial product protection, NSF |  | 976.5 | 1953 | 1953 | 50 | 976.5 | 80.60 | 0 | 0 | 70 | 9.17000 |  | True | 1
488 | Metro | 1848NK3 | 2 | ea | CLEAN DISH STORAGE SHELVING | Super Erecta® Shelf, wire, 48"W x 18"D, plastic split sleeves are included in each carton, Metroseal 3™ epoxy-coated corrosion-resistant finish with Microban® antimicrobial protection, NSF | 0.05 | 78.4875 | 156.98 | 149.5 | 50 | 74.75 | 12.00 | 0 | 0 | 70 | 0.8 |  | True | 1
489 |  |  | 0 |  | SpareNo | SpareNo |  | 0 | 0 | 0 |  | 0 | 0.00 | 0 | 0 |  | 0.0 |  | True | 0 | SpareNo
490 |  |  | 0 |  | SpareNo | SpareNo |  | 0 | 0 | 0 |  | 0 | 0.00 | 0 | 0 |  | 0.0 |  | True | 0 | SpareNo
491 | Metro | PCD11A | 4 | ea | DISH DOLLY | Poker Chip Dish Dolly, 26-5/8"W x 26-5/8"D x 31-15/16"H, adjustable, dish size 4-1/4" to 11-3/4", removable dividers & towers, two-handed access, recessed handles, 5"Dia. swivel casters with neoprene wheels (2 with brakes), chip-resistant polymer shell with Microban® antimicrobial protection, aesthetic blue, vinyl dust/water splash cover, NSF |  | 1116.5 | 4466 | 2233 | 50 | 1116.5 | 65.00 | 0 | 0 | 125 | 14.46000 |  | True | 1
492 | Metro | CBH2121C | 4 | ea | GLASS RACK DOLLY | Dolly, for Cup/Glass Rack, platform design, single stack, designed for 20" x 20" racks, all aluminum construction, with corner bumpers & handle |  | 484 | 1936 | 968 | 50 | 484 | 34.00 | 0 | 0 | 70 | 1.31000 |  | True | 1
493 | Metro | 1848NK3 | 4 | ea | CLEAN DISH STORAGE SHELVING | Super Erecta® Shelf, wire, 48"W x 18"D, plastic split sleeves are included in each carton, Metroseal 3™ epoxy-coated corrosion-resistant finish with Microban® antimicrobial protection, NSF | 0.05 | 384.9982 | 1540 | 733.33 | 50 | 366.665 | 12.00 | 0 | 0 | 70 | 0.8 |  | True | 1
494 |  |  | 0 |  | SpareNo | SpareNo |  | 0 | 0 | 0 |  | 0 | 0.00 | 0 | 0 |  | 0.0 |  | True | 0 | SpareNo
495-500 |  |  | 0 |  | SpareNo | SpareNo |  | 0 | 0 | 0 |  | 0 | 0.00 | 0 | 0 |  | 0.0 |  | True | 0 | SpareNo
|  |  | 0 |  |  | CATERING/BANQUET STAGING AREA |  | 0 | 0 | 0 |  | 0 | 0.00 | 0 | 0 |  | 0.0 |  | True | 0
501 | True Mfg. - General Foodservice | STA2RRI-2S | 1 | ea | Roll-in Refrigerator | SPEC SERIES® Refrigerator, roll-in, (2) stainless steel doors with locks, cam-lift hinges, digital temperature control, incandescent interior lighting, stainless steel ramps, stainless steel front & sides, aluminum interior, 1/2 HP, 115v/60/1-ph, 11.8 amps, NEMA 5-15P, (accommodates 27"W x 29"D x 66"H carts, NOT included), cULus, UL EPH Classified, Made in USA |  | 14634 | 14634 | 29268 | 50 | 14634 | 715.00 | 0 | 0 | 150 | 166.00000 |  | True | 1
|  |  | 1 | ea |  | 7 year compressor warranty, 7 years parts warranty, 7 year labor warranty, standard. Visit www.truemfg.com for specifics. |  | 0 | 0 | 0 |  | 0 | 0.00 | 0 | 0 |  | 0.0 |  | True | 1
|  |  | 1 |  |  | Left door hinged left, right door hinged right standard |  | 0 | 0 | 0 |  | 0 | 0.00 | 0 | 0 |  | 0.0 |  | True | 1
502 | New Age | 1331 | 2 | ea | UTILITY RACK | Bun Pan Rack, mobile, full height, end loading, open sides, accommodates (20) 18" x 26" pans, slides on 3" centers, all welded aluminum construction, (4) 5" platform casters, NSF, Made in USA |  | 539 | 1078 | 1078 | 50 | 539 | 58.00 | 0 | 0 | 250 | 20.77000 |  | True | 1
|  |  | 2 |  |  | Lifetime warranty against rust & corrosion, 5 year workmanship and material defects warranty, standard |  | 0 | 0 | 0 |  | 0 | 0.00 | 0 | 0 |  | 0.0 |  | True | 1
|  |  | 2 |  |  | 5" platform type casters, std. |  | 0 | 0 | 0 |  | 0 | 0.00 | 0 | 0 |  | 0.0 |  | True | 1
| New Age | PB | 2 | ea |  | Perimeter bumper, non-marking gray rubber strip, adds 2" to length & width (MUST BE FACTORY INSTALLED) |  | 170.5 | 341 | 341 | 50 | 170.5 | 0.00 | 0 | 0 |  | 0.0 |  | True | 1
503 | True Mfg. - General Foodservice | STA2RRI-2S | 1 | ea | Roll-in Refrigerator | SPEC SERIES® Refrigerator, roll-in, (2) stainless steel doors with locks, cam-lift hinges, digital temperature control, incandescent interior lighting, stainless steel ramps, stainless steel front & sides, aluminum interior, 1/2 HP, 115v/60/1-ph, 11.8 amps, NEMA 5-15P, (accommodates 27"W x 29"D x 66"H carts, NOT included), cULus, UL EPH Classified, Made in USA |  | 14634 | 14634 | 29268 | 50 | 14634 | 715.00 | 0 | 0 | 150 | 166.00000 |  | True | 1
|  |  | 1 | ea |  | 7 year compressor warranty, 7 years parts warranty, 7 year labor warranty, standard. Visit www.truemfg.com for specifics. |  | 0 | 0 | 0 |  | 0 | 0.00 | 0 | 0 |  | 0.0 |  | True | 1
|  |  | 1 |  |  | Left door hinged left, right door hinged right standard |  | 0 | 0 | 0 |  | 0 | 0.00 | 0 | 0 |  | 0.0 |  | True | 1
504 | New Age | 1331 | 2 | ea | UTILITY RACK | Bun Pan Rack, mobile, full height, end loading, open sides, accommodates (20) 18" x 26" pans, slides on 3" centers, all welded aluminum construction, (4) 5" platform casters, NSF, Made in USA |  | 539 | 1078 | 1078 | 50 | 539 | 58.00 | 0 | 0 | 250 | 20.77000 |  | True | 1
|  |  | 2 |  |  | Lifetime warranty against rust & corrosion, 5 year workmanship and material defects warranty, standard |  | 0 | 0 | 0 |  | 0 | 0.00 | 0 | 0 |  | 0.0 |  | True | 1
|  |  | 2 |  |  | 5" platform type casters, std. |  | 0 | 0 | 0 |  | 0 | 0.00 | 0 | 0 |  | 0.0 |  | True | 1
| New Age | PB | 2 | ea |  | Perimeter bumper, non-marking gray rubber strip, adds 2" to length & width (MUST BE FACTORY INSTALLED) |  | 170.5 | 341 | 341 | 50 | 170.5 | 0.00 | 0 | 0 |  | 0.0 |  | True | 1
505 |  |  | 0 |  | SpareNo | SpareNo |  | 0 | 0 | 0 |  | 0 | 0.00 | 0 | 0 |  | 0.0 |  | True | 0 | SpareNo
506 | Advance Tabco | 7-PS-68 | 1 | ea | HAND SINK | Hand Sink, wall mounted, 14" wide x 10" front-to-back x 5" deep bowl, 20 gauge 304 stainless steel, with splash mounted gooseneck faucet with wrist blades, basket drain, wall bracket, NSF, cCSAus |  | 499 | 499 | 998 | 50 | 499 | 13.00 | 0 | 0 | 100 | 2.00000 |  | True | 1
| Advance Tabco | 7-PS-10 | 1 | ea |  | P-trap, heavy duty, 1-1/2", 17 gauge |  | 93.5 | 93.5 | 187 | 50 | 93.5 | 1.00 | 0 | 0 | 77.5 | 0.0 |  | True | 1
| Advance Tabco | 7-PS-15 | 1 | ea |  | Welded Side Splash, 12"H (installed height), both sides, for hand sinks with 14" wide x 10" front-to-back bowl, splash mounted faucets |  | 356.5 | 356.5 | 713 | 50 | 356.5 | 14.00 | 0 | 0 | 100 | 1.00000 |  | True | 1
507 | Rubbermaid | FG354060GRAY | 1 | ea | TRASH RECEPTACLE | Slim Jim® Container, 23 gallon, 22"W x 11"D x 30"H, with venting channels, molded-in handles, general purpose waste, open type without lid, high-impact plastic construction, gray, Made in USA |  | 47.13 | 47.13 | 94.26 | 50 | 47.13 | 8.24 | 0 | 0 | 150 | 0.0 |  | True | 4
508 | Custom Fabrication | STAINLESS STEEL | 1 | ea | POT SINK |  |  | 0 | 0 | 0 |  | 0 | 0.00 | 0 | 0 |  | 0.0 |  | True | 0
509 |  |  | 0 |  | SpareNo | SpareNo |  | 0 | 0 | 0 |  | 0 | 0.00 | 0 | 0 |  | 0.0 |  | True | 0 | SpareNo
510 |  |  | 0 |  | SpareNo | SpareNo |  | 0 | 0 | 0 |  | 0 | 0.00 | 0 | 0 |  | 0.0 |  | True | 0 | SpareNo
511 | Custom Fabrication | STAINLESS STEEL | 1 | ea | POT SHELF |  |  | 0 | 0 | 0 |  | 0 | 0.00 | 0 | 0 |  | 0.0 |  | True | 0
512 | Advance Tabco | 9-OPC-84 | 1 | ea | Mop Sink Cabinet | Cabinet with Mop Sink, 25-3/16"W x 22-3/4"D x 84"H, mop sink base with drain (bowl 16” x 20” x 12”), left hinged door, (2) mop holders, (1) fixed intermediate shelf, slotted side panels for ventilation, 16/304 series stainless steel sink bowl, 18/304 series stainless steel sink bowl apron, 18/430 series stainless steel cabinet, NSF (right hinged door available on request) |  | 5041 | 5041 | 10082 | 50 | 5041 | 345.00 | 0 | 0 | 175 | 40.00000 |  | True | 1
| Advance Tabco | K-240 | 1 | ea |  | Service Sink Faucet, wall mount, heavy duty, 8" OC, 6-1/2" spout, with hose thread & pail hook, vacuum breaker spout, wall braced, chrome-plated brass |  | 483 | 483 | 966 | 50 | 483 | 9.00 | 0 | 0 | 125 | 0.0 |  | True | 1
513 | Carter-Hoffmann (Middleby) | GTH7 | 4 | ea | BANQUET HEATED CABINET | Gridless Heated Transport Cart, accommodates (7) 18"x26" sheet pans or (14) 12"x20" steam table pans; stainless steel construction, insulated, digital thermometer with LED display, 6" balloon plate casters (2-swivel, 2-brake), perimeter bumper, AC or DC operation, (2) rechargeable 12v batteries, cULus |  | 10479 | 41916 | 20958 | 50 | 10479 | 575.00 | 0 | 0 |  | 0.0 |  | True | 1
|  |  | 4 |  |  | 1 Year parts & labor warranty, standard |  | 0 | 0 | 0 |  | 0 | 0.00 | 0 | 0 |  | 0.0 |  | True | 1
|  |  | 4 |  |  | 120v/60/1-ph, 1300 watts, 10.8 amps, NEMA 5-20P, sandard |  | 0 | 0 | 0 |  | 0 | 0.00 | 0 | 0 |  | 0.0 |  | True | 1
514 | Custom Fabrication | STAINLESS STEEL | 1 | ea | PLATING TABLE |  |  | 0 | 0 | 0 |  | 0 | 0.00 | 0 | 0 |  | 0.0 |  | True | 0
515 |  |  | 0 |  | SpareNo | SpareNo |  | 0 | 0 | 0 |  | 0 | 0.00 | 0 | 0 |  | 0.0 |  | True | 0 | SpareNo
516 | Metro | PCD11A | 3 | ea | DISH DOLLY | Poker Chip Dish Dolly, 26-5/8"W x 26-5/8"D x 31-15/16"H, adjustable, dish size 4-1/4" to 11-3/4", removable dividers & towers, two-handed access, recessed handles, 5"Dia. swivel casters with neoprene wheels (2 with brakes), chip-resistant polymer shell with Microban® antimicrobial protection, aesthetic blue, vinyl dust/water splash cover, NSF |  | 1116.5 | 3349.5 | 2233 | 50 | 1116.5 | 65.00 | 0 | 0 | 125 | 14.46000 |  | True | 1
517 |  |  | 0 |  | SpareNo | SpareNo |  | 0 | 0 | 0 |  | 0 | 0.00 | 0 | 0 |  | 0.0 |  | True | 0 | SpareNo
518 |  |  | 0 |  | SpareNo | SpareNo |  | 0 | 0 | 0 |  | 0 | 0.00 | 0 | 0 |  | 0.0 |  | True | 0 | SpareNo
519 |  |  | 0 |  | SpareNo | SpareNo |  | 0 | 0 | 0 |  | 0 | 0.00 | 0 | 0 |  | 0.0 |  | True | 0 | SpareNo
520-530 |  |  | 0 |  | SpareNo | SpareNo |  | 0 | 0 | 0 |  | 0 | 0.00 | 0 | 0 |  | 0.0 |  | True | 0 | SpareNo
531 | FWE | UC-60-512AL | 1 | ea | Queen Mary | Queen Mary Utility Cart, (5) 27" x 60"shelves with flanged down edges spaced 12" apart, open welded tubular frame, (1) heavy duty push handle, aluminum construction, full extension bumper, 8" poly. casters, 1200 lb. capacity |  | 2632 | 2632 | 5264 | 50 | 2632 | 147.00 | 0 | 0 | 250 | 0.0 |  | True | 1
532 | FWE | UC-60-512AL | 1 | ea | Queen Mary | Queen Mary Utility Cart, (5) 27" x 60"shelves with flanged down edges spaced 12" apart, open welded tubular frame, (1) heavy duty push handle, aluminum construction, full extension bumper, 8" poly. casters, 1200 lb. capacity |  | 2632 | 2632 | 5264 | 50 | 2632 | 147.00 | 0 | 0 | 250 | 0.0 |  | True | 1
533 | Scotsman | AP3-P | 1 | ea | WATER FILTRATION SYSTEM | AquaPatrol™ Plus Water Filtration System, triple system, 6.3 gallons per minute max flow, designed for cubers over 1,200 lb, cULus, NSF |  | 833 | 833 | 1666 | 50 | 833 | 16.00 | 0 | 0 | 92.5 | 3.12963 |  | True | 1
|  |  | 1 |  |  | NOTE: Sale of this product must comply with Scotsman's MSRP Policy; contact your Scotsman representative for details |  | 0 | 0 | 0 |  | 0 | 0.00 | 0 | 0 |  | 0.0 |  | True | 1
534 | Scotsman | MC1848SA-6 | 1 | ea | ICE MAKER | Prodigy ELITE® Ice Maker, cube style, air-cooled, self-contained condenser, production capacity up to 1909 lb/24 hours at 70°/50°, small cube size,preservation mode, external bin full indicator, AutoAlert™ indicating lights, WaterSense adjustable purge control, one-touch cleaning, harvest assist, external removable air filter, unit specific QR code, stainless steel finish, AgION™ antimicrobial protection, 230v/50/1-ph, 25.5 amps, NSF, engineered and assembled in USA (Export Model, 50hz version) |  | 11784.5 | 11784.5 | 23569 | 50 | 11784.5 | 355.00 | 0 | 0 | 92.5 | 0.0 |  | True | 1
|  |  | 1 |  |  | NOTE: Sale of this product must comply with Scotsman's MSRP Policy; contact your Scotsman representative for details |  | 0 | 0 | 0 |  | 0 | 0.00 | 0 | 0 |  | 0.0 |  | True | 1
|  |  | 1 |  |  | 3 year parts & labor warranties (Warranty valid in North, South, Central America & The Caribbean for commercial installations) |  | 0 | 0 | 0 |  | 0 | 0.00 | 0 | 0 |  | 0.0 |  | True | 1
|  |  | 1 |  |  | 5 year parts & labor warranties on Evaporator (Warranty valid in North, South, Central America & The Caribbean for commercial installations) |  | 0 | 0 | 0 |  | 0 | 0.00 | 0 | 0 |  | 0.0 |  | True | 1
|  |  | 1 |  |  | 5 year parts on compressor & condenser (Warranty valid in North, South, Central America & The Caribbean for commercial installations) |  | 0 | 0 | 0 |  | 0 | 0.00 | 0 | 0 |  | 0.0 |  | True | 1
535 |  |  | 0 |  | SpareNo | SpareNo |  | 0 | 0 | 0 |  | 0 | 0.00 | 0 | 0 |  | 0.0 |  | True | 0 | SpareNo
536 | Scotsman | BL1660S | 1 | ea | ICE BIN | Upright Ice Storage Bin, with top-hinged spring loaded front opening door, 1660 lb application capacity, for top mounted ice makers, 60" width, stainless steel exterior, polyurethane insulation, corrosion resistant bin liner, first ice in first ice out design, 6" adjustable legs, includes 82 oz. plastic ice scoop, includes stainless steel universal adapter plate for most ice maker configurations, NSF, engineered and assembled in USA |  | 7399.5 | 7399.5 | 14799 | 50 | 7399.5 | 340.00 | 0 | 0 | 92.5 | 0.0 |  | True | 1
|  |  | 1 |  |  | NOTE: Sale of this product must comply with Scotsman's MSRP Policy; contact your Scotsman representative for details |  | 0 | 0 | 0 |  | 0 | 0.00 | 0 | 0 |  | 0.0 |  | True | 1
|  |  | 1 |  |  | 5 year parts & labor warranties |  | 0 | 0 | 0 |  | 0 | 0.00 | 0 | 0 |  | 0.0 |  | True | 1
|  |  | 1 |  |  | NOTE: Bins include universal bin top filler panels for use with most applications |  | 0 | 0 | 0 |  | 0 | 0.00 | 0 | 0 |  | 0.0 |  | True | 1
|  |  | 1 |  |  | 6" adjustable leveling legs, standard |  | 0 | 0 | 0 |  | 0 | 0.00 | 0 | 0 |  | 0.0 |  | True | 1
537 | Custom Fabrication | STAINLESS STEEL | 1 | ea | FLOOR TROUGH AND GRATE |  |  | 0 | 0 | 0 |  | 0 | 0.00 | 0 | 0 |  | 0.0 |  | True | 0
538 | Advance Tabco | 7-PS-68 | 1 | ea | HAND SINK | Hand Sink, wall mounted, 14" wide x 10" front-to-back x 5" deep bowl, 20 gauge 304 stainless steel, with splash mounted gooseneck faucet with wrist blades, basket drain, wall bracket, NSF, cCSAus |  | 499 | 499 | 998 | 50 | 499 | 13.00 | 0 | 0 | 100 | 2.00000 |  | True | 1
| Advance Tabco | 7-PS-10 | 1 | ea |  | P-trap, heavy duty, 1-1/2", 17 gauge |  | 93.5 | 93.5 | 187 | 50 | 93.5 | 1.00 | 0 | 0 | 77.5 | 0.0 |  | True | 1
| Advance Tabco | 7-PS-15 | 1 | ea |  | Welded Side Splash, 12"H (installed height), both sides, for hand sinks with 14" wide x 10" front-to-back bowl, splash mounted faucets |  | 356.5 | 356.5 | 713 | 50 | 356.5 | 14.00 | 0 | 0 | 100 | 1.00000 |  | True | 1
539 |  |  | 0 |  | SpareNo | SpareNo |  | 0 | 0 | 0 |  | 0 | 0.00 | 0 | 0 |  | 0.0 |  | True | 0 | SpareNo
540 |  |  | 0 |  | SpareNo | SpareNo |  | 0 | 0 | 0 |  | 0 | 0.00 | 0 | 0 |  | 0.0 |  | True | 0 | SpareNo
541 | Rubbermaid | FG354060GRAY | 1 | ea | TRASH RECEPTACLE | Slim Jim® Container, 23 gallon, 22"W x 11"D x 30"H, with venting channels, molded-in handles, general purpose waste, open type without lid, high-impact plastic construction, gray, Made in USA |  | 61.27 | 61.27 | 122.54 | 50 | 61.27 | 8.24 | 0 | 0 | 150 | 0.0 |  | True | 4
542 | Metro | CBH2121C | 2 | ea | GLASS RACK DOLLY | Dolly, for Cup/Glass Rack, platform design, single stack, designed for 20" x 20" racks, all aluminum construction, with corner bumpers & handle |  | 484 | 968 | 968 | 50 | 484 | 34.00 | 0 | 0 | 70 | 1.31000 |  | True | 1
543 | Custom Fabrication | STAINLESS STEEL | 1 | ea | BEVERAGE COUNTER WITH GLASS FILL SINK |  |  | 0 | 0 | 0 |  | 0 | 0.00 | 0 | 0 |  | 0.0 |  | True | 0
544 | Fisher | 11170 | 1 | ea | Glass Filler | Banquet Room Glass Filler, deck-mounted, single control valve, vertical riser with flex hose, gooseneck spring, glass filler valve, insulated handle, with wall bracket |  | 269.5 | 269.5 | 539 | 50 | 269.5 | 9.00 | 0 | 0 | 77.5 | 0.0 |  | True | 1
545 |  |  | 0 |  | SpareNo | SpareNo |  | 0 | 0 | 0 |  | 0 | 0.00 | 0 | 0 |  | 0.0 |  | True | 0 | SpareNo
546 | FETCO | MBS-1221 - PLUS (M1221US-1A117-PM001) | 1 | ea | TEA BREWER | Extractor Plus™ Series Multi Beverage Brewer System, tall, 3 L coffee & 3 gallons of iced tea output, 4.4 gallons per hour, digital touchpad operation, adjustable brew time & volume, streamlined programming & diagnostic, USB, hot water faucet, fits airpots & iced tea dispensers (Not included), 1.7kW heater, 120v/60/1-ph, 14.7 amps, 1.8 kW, NEMA 5-15P, cULus, NSF |  | 889 | 889 | 1777 | =Net= | 889 | 50.00 | 0 | 0 |  | 0.0 |  | True | 1
|  |  | 1 |  |  | NOTE: Pricing and specifications subject to change with or without notice - Please call 1.800.FETCO.99 for confirmation |  | 0 | 0 | 0 |  | 0 | 0.00 | 0 | 0 |  | 0.0 |  | True | 1
|  |  | 1 |  |  | Circuit board: 3 year parts & 1 year labor warranty, standard |  | 0 | 0 | 0 |  | 0 | 0.00 | 0 | 0 |  | 0.0 |  | True | 1
|  |  | 1 |  |  | Electro-mechanical parts: 2 year parts & 1 year labor warranty, standard |  | 0 | 0 | 0 |  | 0 | 0.00 | 0 | 0 |  | 0.0 |  | True | 1
|  |  | 1 |  |  | All other parts: 1 year parts & 1 year labor warranty, standard |  | 0 | 0 | 0 |  | 0 | 0.00 | 0 | 0 |  | 0.0 |  | True | 1
547 | Everpure | EV932401 | 1 | ea | Water Filtration System | Insurice® Water Filtration System, Insurice® Single-i2000², Single, (1) i2000² Micro-Pure® II Precoat primary filtration cartridge, reduces chlorine, taste & odor, inhibits scale, outlet pressure gauge, flushing valve, 9,000 gallons, 1.67 gpm, 0.5 micron, 3/8" inlet, 3/8" outlet, NSF 42 & 53 (EV932401) |  | 231.2 | 231.2 | 462.4 | 50 | 231.2 | 6.00 | 0 | 0 | 70 | 0.0 |  | True | 1
548 | FETCO | HWB-15 (H15011) | 1 | ea | Hot Water Dispenser | Hot Water Boiler, electric, single, automatic, 15 gallon, on/off switch, insulated side & top, top mounted controls, drain valve, faucet guard protector, controlled refill to maintain consistent temperature out of the faucet no matter how full the boiler, stainless steel construction, 2 x 3.0kW heater, 120/208-240v, 1-ph, 3+G wires, 22.0 - 25.4 max amp draw, 4.6 - 6.1kW, terminal block, 11.0 - 15.0 gallons per hour, UL, cUL, NSF |  | 1596 | 1596 | 3192 | =Net= | 1596 | 105.00 | 0 | 0 | 125 | 0.0 |  | True | 1
|  |  | 1 |  |  | NOTE: Pricing and specifications subject to change with or without notice - Please call 1.800.FETCO.99 for confirmation |  | 0 | 0 | 0 |  | 0 | 0.00 | 0 | 0 |  | 0.0 |  | True | 1
|  |  | 1 |  |  | Circuit board: 3 year parts & 1 year labor warranty, standard |  | 0 | 0 | 0 |  | 0 | 0.00 | 0 | 0 |  | 0.0 |  | True | 1
|  |  | 1 |  |  | Electro-mechanical parts: 2 year parts & 1 year labor warranty, standard |  | 0 | 0 | 0 |  | 0 | 0.00 | 0 | 0 |  | 0.0 |  | True | 1
|  |  | 1 |  |  | All other parts: 1 year parts & 1 year labor warranty, standard |  | 0 | 0 | 0 |  | 0 | 0.00 | 0 | 0 |  | 0.0 |  | True | 1
549 |  |  | 0 |  | SpareNo | SpareNo |  | 0 | 0 | 0 |  | 0 | 0.00 | 0 | 0 |  | 0.0 |  | True | 0 | SpareNo
550 |  |  | 0 |  | SpareNo | SpareNo |  | 0 | 0 | 0 |  | 0 | 0.00 | 0 | 0 |  | 0.0 |  | True | 0 | SpareNo
551 | FETCO | CBS-2253-NG (E2253US-UB230-MA110) | 1 | ea | Coffee Brewer | Extractor NG™ Series Coffee Brewer, twin, 2.0 gallon capacity, LED touchscreen interface, brew status indicator light, ECO mode, USB plug-in feature, manual hot water service, stainless steel brew basket, dual phase (specify), 15 gallons per hour, cULus, NSF (Use with FETCO D449/D480/D009 - sold separately) |  | 2350 | 2350 | 4700 | =Net= | 2350 | 77.00 | 0 | 0 |  | 0.0 |  | True | 1
|  |  | 1 |  |  | NOTE: Pricing and specifications subject to change with or without notice - Please call 1.800.FETCO.99 for confirmation |  | 0 | 0 | 0 |  | 0 | 0.00 | 0 | 0 |  | 0.0 |  | True | 1
|  |  | 1 |  |  | Circuit board: 3 year parts & 1 year labor warranty, standard |  | 0 | 0 | 0 |  | 0 | 0.00 | 0 | 0 |  | 0.0 |  | True | 1
|  |  | 1 |  |  | Electro-mechanical parts: 2 year parts & 1 year labor warranty, standard |  | 0 | 0 | 0 |  | 0 | 0.00 | 0 | 0 |  | 0.0 |  | True | 1
|  |  | 1 |  |  | All other parts: 1 year parts & 1 year labor warranty, standard |  | 0 | 0 | 0 |  | 0 | 0.00 | 0 | 0 |  | 0.0 |  | True | 1
|  |  | 1 |  |  | (2) 3.0kW heater, 208-240v/60/1-ph, 2+G wires, 4.5-6.0kW, terminal block, 22.2-25.5 amps, 15.9 gal/hr, standard |  | 0 | 0 | 0 |  | 0 | 0.00 | 0 | 0 |  | 0.0 |  | True | 1
552 | True Mfg. - General Foodservice | STA1R-2HS-HC | 1 | ea | Reach-In Refrigerator | SPEC SERIES® Refrigerator, reach-in, one-section, (2) stainless steel half doors with locks, cam-lift hinges, digital temperature control, (3) chrome shelves, LED interior lights, stainless steel front & sides, aluminum interior sides & walls, stainless floor & ceiling, 5" castors, R290 Hydrocarbon refrigerant, 1/4 HP, 115v/60/1-ph, 3.8 amps, NEMA 5-15P, cULus, UL EPH Classified, Made in USA, ENERGY STAR® |  | 9494 | 9494 | 18988 | 50 | 9494 | 390.00 | 0 | 0 | 150 | 77.00000 |  | True | 1
|  |  | 1 | ea |  | 7 year compressor warranty, 7 years parts warranty, 7 year labor warranty, standard. Visit www.truemfg.com for specifics. |  | 0 | 0 | 0 |  | 0 | 0.00 | 0 | 0 |  | 0.0 |  | True | 1
|  |  | 1 |  |  | Door hinged right standard |  | 0 | 0 | 0 |  | 0 | 0.00 | 0 | 0 |  | 0.0 |  | True | 1
|  |  | 1 |  |  | (3) chrome shelves & shelf supports standard per section |  | 0 | 0 | 0 |  | 0 | 0.00 | 0 | 0 |  | 0.0 |  | True | 1
|  |  | 1 | st |  | 5" castors (set of 4), standard |  | 0 | 0 | 0 |  | 0 | 0.00 | 0 | 0 |  | 0.0 |  | True | 1
553 | FWE | UC-60-512AL | 1 | ea | Queen Mary | Queen Mary Utility Cart, (5) 27" x 60"shelves with flanged down edges spaced 12" apart, open welded tubular frame, (1) heavy duty push handle, aluminum construction, full extension bumper, 8" poly. casters, 1200 lb. capacity |  | 2632 | 2632 | 5264 | 50 | 2632 | 147.00 | 0 | 0 | 250 | 0.0 |  | True | 1
554 |  |  | 0 |  | SpareNo | SpareNo |  | 0 | 0 | 0 |  | 0 | 0.00 | 0 | 0 |  | 0.0 |  | True | 0 | SpareNo
555-600 |  |  | 0 |  | SpareNo | SpareNo |  | 0 | 0 | 0 |  | 0 | 0.00 | 0 | 0 |  | 0.0 |  | True | 0 | SpareNo
|  |  | 0 |  |  | LOBBY BAR AREA |  | 0 | 0 | 0 |  | 0 | 0.00 | 0 | 0 |  | 0.0 |  | True | 0
601 | GC |  | 1 | ea | BAR TOP AND DIE | MILLWORK BY GENERAL CONTRACTOR |  | 0 | 0 | 0 |  | 0 | 0.00 | 0 | 0 |  | 0.0 |  | True | 0
602 | Perlick | DRD | 1 | ea | DRIP TROUGH |  |  | 0 | 0 | 0 |  | 0 | 0.00 | 0 | 0 |  | 0.0 |  | True | 0
603 | Perlick | CUSTOM | 1 | ea | FILLER PIECE |  |  | 0 | 0 | 0 |  | 0 | 0.00 | 0 | 0 |  | 0.0 |  | True | 0
604 | Perlick | TSF12BTB | 1 | ea | TRASH UNIT | TSF Series Trash Receptacle Top Cover, 12"W x 24"D x 13-9/16"H, stainless steel construction (wastebasket is not included), 6"H backsplash, 8-3/8" x 6-3/8" opening for trash (requires support by adjacent underbar equipment or accessory end panel & leg kit) |  | 451 | 451 | 902 | 50 | 451 | 25.00 | 0 | 0 | 100 | 0.0 |  | True | 1
|  |  | 1 |  |  | 6" Backsplash standard |  | 0 | 0 | 0 |  | 0 | 0.00 | 0 | 0 |  | 0.0 |  | True | 1
605 |  |  | 0 |  | SpareNo | SpareNo |  | 0 | 0 | 0 |  | 0 | 0.00 | 0 | 0 |  | 0.0 |  | True | 0 | SpareNo
606 | Perlick | CUSTOM | 1 | ea | FILLER PIECE |  |  | 0 | 0 | 0 |  | 0 | 0.00 | 0 | 0 |  | 0.0 |  | True | 0
607 | Perlick | TS12DS | 1 | ea | DUMP SINK | TS Series Underbar Wet Waste Sink Unit, 12"W x 18-9/16"D, 10" wide x 14" front-to-back x 9-1/4" deep 18 gauge stainless steel sink, backsplash, 4" OC splash mount faucet holes, 1-1/2" NPS male drain, stainless steel construction, Perlick Quick Clamp tool less leg attachment, stainless steel legs with 1" adjustable thermoplastic feet |  | 750 | 750 | 1500 | 50 | 750 | 45.00 | 0 | 0 | 100 | 0.0 |  | True | 1
|  |  | 1 |  |  | 6" Backsplash standard |  | 0 | 0 | 0 |  | 0 | 0.00 | 0 | 0 |  | 0.0 |  | True | 1
| Perlick | 934GN-LF | 1 | ea |  | Front Loading Faucet, wall/splash mount, lead free, gooseneck spout, faucet valves includes: built-in check valves to prevent back flow or across flow, (2) 3/8" O.D. x 3/8" O.D. x 18", braided stainless steel supply lines included |  | 286.5 | 286.5 | 573 | 50 | 286.5 | 0.00 | 0 | 0 |  | 0.0 |  | True | 1
| Perlick | 7055-48 | 1 | ea |  | Perforated Wet Waste Pan, 7 quart capacity, stainless steel (10-3/8" x 12-3/4" x 4" deep) |  | 92.5 | 92.5 | 185 | 50 | 92.5 | 0.00 | 0 | 0 | 100 | 0.0 |  | True | 1
| Perlick | 7054R | 1 |  |  | End Splash, right, 6", for TS or TSF series |  | 112.5 | 112.5 | 225 | 50 | 112.5 | 0.00 | 0 | 0 | 100 | 0.0 |  | True | 1
| Perlick | 7054L | 1 |  |  | End Splash, left, 6", for TS or TSF series |  | 112.5 | 112.5 | 225 | 50 | 112.5 | 0.00 | 0 | 0 | 100 | 0.0 |  | True | 1
608 | Perlick | TSC24IC | 1 | ea | COCKTAIL STATION | Tobin Ellis Signature Ice Chest, modular, 24"W, approximately 50 lbs. ice capacity, 6"H backsplash with 1" return, ABS plastic top ledge, stainless steel top & sides, stainless steel interior, galvanized steel back & bottom, 1/2" NPS drain, stainless steel legs with adjustable thermoplastic feet, NSF |  | 1157.5 | 1157.5 | 2315 | 50 | 1157.5 | 60.00 | 0 | 0 |  | 0.0 |  | True | 1
|  |  | 1 |  |  | 6" Backsplash standard |  | 0 | 0 | 0 |  | 0 | 0.00 | 0 | 0 |  | 0.0 |  | True | 1
|  |  | 1 |  |  | Covers MUST be selected to satisfy NSF and/or local code requirements |  | 0 | 0 | 0 |  | 0 | 0.00 | 0 | 0 |  | 0.0 |  | True | 1
| Perlick | ICC-C24 | 1 | ea |  | Tobin Ellis Signature Ice Chest Covers, 3-piece sliding assembly, 24"W, front & back, stainless steel (for TSC24 ice chests) |  | 201 | 201 | 402 | 50 | 201 | 0.00 | 0 | 0 |  | 0.0 |  | True | 1
| Perlick | ICC-TSC | 2 | ea |  | Tobin Ellis Signature Ice Bin Divider, stainless steel, for TSC series ice chests |  | 70 | 140 | 140 | 50 | 70 | 0.00 | 0 | 0 |  | 0.0 |  | True | 1
609 |  |  | 0 |  | SpareNo | SpareNo |  | 0 | 0 | 0 |  | 0 | 0.00 | 0 | 0 |  | 0.0 |  | True | 0 | SpareNo
610 |  |  | 0 |  | SpareNo | SpareNo |  | 0 | 0 | 0 |  | 0 | 0.00 | 0 | 0 |  | 0.0 |  | True | 0 | SpareNo
611 | Perlick | SR-D36A | 1 | ea | DOUBLE Speed Rail | Speed Rail, double, 36" W, stainless steel construction, factory installed |  | 335 | 335 | 670 | 50 | 335 | 0.00 | 0 | 0 |  | 0.0 |  | True | 1
612 | Perlick | CUSTOM | 1 | ea | FILLER PIECE |  |  | 0 | 0 | 0 |  | 0 | 0.00 | 0 | 0 |  | 0.0 |  | True | 0
613 | Perlick | TSF4SGB | 1 | ea | Soda Gun HOLDER | TSF Series Soda Gun Filler Section, 4"W x 24"D x 22"H, all stainless steel construction, universal design accepts either Wunder-Bar® & Schroeder America™ 8-14 product soda manifolds & drip cups (accepts only NON-FLOW CONTROL manifolds that don't exceed 3" in overall thickness), interior mounted manifold conceals soda lines, tool-less removal of top cover provides easy access, integrated drip cup mounting allows concealed routing of drip tube to waste drain, accessory speed rails can bypass or terminate on Soda Gun Filler, soda manifold, hose gun & drip cup NOT included, NSF |  | 496 | 496 | 992 | 50 | 496 | 18.00 | 0 | 0 | 100 | 0.0 |  | True | 1
614 | Vendor | BY VENDOR | 1 | ea | SODA GUN | BY VENDOR |  | 0 | 0 | 0 |  | 0 | 0.00 | 0 | 0 |  | 0.0 |  | True | 0
615 |  |  | 0 |  | SpareNo | SpareNo |  | 0 | 0 | 0 |  | 0 | 0.00 | 0 | 0 |  | 0.0 |  | True | 0 | SpareNo
616 | Perlick | CUSTOM | 1 | ea | FILLER PIECE |  |  | 0 | 0 | 0 |  | 0 | 0.00 | 0 | 0 |  | 0.0 |  | True | 0
617 | Perlick | HC24RS4 | 1 | ea | Undercounter Refrigerator | C-Series Refrigerator, undercounter, 23-7/8"W x 24"D, self-contained refrigeration, 34°F to 42°F temperature range, 5.3 cu. ft. interior volume, digital thermostat & control, LED interior lighting, (2) black vinyl-coated full extension shelves (adjustable) & (1) black-vinyl coated floor rack, (1) hinged door, front vented, self-evaporating condensate pan, galvanized back & base, stainless steel top, sides, & interior, R600a, 115v/60/1-ph, 1.6 amps, NEMA 5-15P, NSF, cULus, ETL-Sanitation |  | 3221 | 3221 | 6442 | 50 | 3221 | 185.00 | 0 | 0 | 85 | 0.0 |  | True | 1
|  |  | 1 |  |  | WARNING: The materials used in this product may contain chemicals known to the State of California to cause cancer and birth defects or other reproductive harm. For more information go to www.P65Warnings.ca.gov |  | 0 | 0 | 0 |  | 0 | 0.00 | 0 | 0 |  | 0.0 |  | True | 1
|  |  | 1 |  |  | 5 yr. compressor warranty, 1 yr. parts & labor warranty |  | 0 | 0 | 0 |  | 0 | 0.00 | 0 | 0 |  | 0.0 |  | True | 1
|  |  | 1 |  |  | Door finish: glass with stainless steel frame |  | 280 | 280 | 560 | 50 | 280 | 0.00 | 0 | 0 |  | 0.0 |  | True | 1
|  |  | 1 |  |  | Left hinged(nc) |  | 0 | 0 | 0 |  | 0 | 0.00 | 0 | 0 |  | 0.0 |  | True | 1
|  |  | 1 |  |  | Full length, 24", stainless steel grip with chrome endcaps |  | 0 | 0 | 0 |  | 0 | 0.00 | 0 | 0 |  | 0.0 |  | True | 1
|  |  | 1 | ea |  | Door lock, chrome |  | 94 | 94 | 188 | 50 | 94 | 0.00 | 0 | 0 |  | 0.0 |  | True | 1
|  |  | 1 |  |  | No dispensing |  | 0 | 0 | 0 |  | 0 | 0.00 | 0 | 0 |  | 0.0 |  | True | 1
| Perlick | 66736 | 1 | st |  | Casters, 3-3/4", includes mounting platform (set of 4) |  | 295.5 | 295.5 | 591 | 50 | 295.5 | 0.00 | 0 | 0 | 92.5 | 0.0 |  | True | 1
618 | Perlick | CUSTOM | 1 | ea | DRAINBOARD TOP |  |  | 0 | 0 | 0 |  | 0 | 0.00 | 0 | 0 |  | 0.0 |  | True | 0
619 |  |  | 0 |  | SpareNo | SpareNo |  | 0 | 0 | 0 |  | 0 | 0.00 | 0 | 0 |  | 0.0 |  | True | 0 | SpareNo
620 |  |  | 0 |  | SpareNo | SpareNo |  | 0 | 0 | 0 |  | 0 | 0.00 | 0 | 0 |  | 0.0 |  | True | 0 | SpareNo
621 | Perlick | CUSTOM | 1 | ea | FILLER PIECE |  |  | 0 | 0 | 0 |  | 0 | 0.00 | 0 | 0 |  | 0.0 |  | True | 0
622 | Perlick | TSF24SC | 1 | ea | Drainboard | Underbar Storage Cabinet 24"W x 24"D, 4" or 6"H backsplash with 1" return at top, pitched drainboard top with 1-1/2" NPS drain socket with 1/2" OD barb & 1/2" ID anti-microbial tubing, 1-1/2" NPS male drain center back of cabinet bottom, (1) adjustable intermediate shelf, stainless steel construction, Perlick Quick Clamp stainless steel legs & adjustable feet, NSF Listed |  | 1142.5 | 1142.5 | 2285 | 50 | 1142.5 | 65.00 | 0 | 0 | 100 | 0.0 |  | True | 1
|  |  | 1 |  |  | 6" backsplash |  | 0 | 0 | 0 |  | 0 | 0.00 | 0 | 0 |  | 0.0 |  | True | 1
| Perlick | 1039805 | 2 | ea |  | Perlick Flex Mount Leg Relocation Kit, Includes: (1) Rails, (1) Bolts, and (1)Tightening Knobs |  | 50 | 100 | 100 | 50 | 50 | 0.00 | 0 | 0 |  | 0.0 |  | True | 1
| Perlick | 1032968-24 | 1 | ea |  | TSF Series 24"W Perforated Drainboard Insert, 'Stadium' shaped perforations, stainless steel construction, factory installed |  | 145 | 145 | 290 | 50 | 145 | 0.00 | 0 | 0 | 100 | 576.00000 |  | True | 1
623 | Perlick | CUSTOM | 1 | ea | FILLER PIECE |  |  | 0 | 0 | 0 |  | 0 | 0.00 | 0 | 0 |  | 0.0 |  | True | 0
624 | Perlick | PKD24B | 1 | ea | Glasswasher | Underbar Glasswasher, door type, 24"W, low temperature chemical sanitizing, (30) 20" x 20" racks per hour, 12-1/8" maximum glass height, upper & lower stainless steel wash arms with reinforced caps, built-in chemical pumps & deliming system, pumped drain, stainless steel construction, 4" adjustable legs, 1 HP wash pump motor, 115v/60/1-ph, 16.0 amps, NSF, UL |  | 7760 | 7760 | 15520 | 50 | 7760 | 190.00 | 0 | 0 | 92.5 | 0.0 |  | True | 1
|  |  | 1 |  |  | 1 yr. parts & labor warranty |  | 0 | 0 | 0 |  | 0 | 0.00 | 0 | 0 |  | 0.0 |  | True | 1
625 |  |  | 0 |  | SpareNo | SpareNo |  | 0 | 0 | 0 |  | 0 | 0.00 | 0 | 0 |  | 0.0 |  | True | 0 | SpareNo
626 | Perlick | CUSTOM | 1 | ea | FILLER PIECE |  |  | 0 | 0 | 0 |  | 0 | 0.00 | 0 | 0 |  | 0.0 |  | True | 0
627 | Perlick | TSF24SC | 1 | ea | Drainboard | Underbar Storage Cabinet 24"W x 24"D, 4" or 6"H backsplash with 1" return at top, pitched drainboard top with 1-1/2" NPS drain socket with 1/2" OD barb & 1/2" ID anti-microbial tubing, 1-1/2" NPS male drain center back of cabinet bottom, (1) adjustable intermediate shelf, stainless steel construction, Perlick Quick Clamp stainless steel legs & adjustable feet, NSF Listed |  | 1142.5 | 1142.5 | 2285 | 50 | 1142.5 | 65.00 | 0 | 0 | 100 | 0.0 |  | True | 1
|  |  | 1 |  |  | 6" backsplash |  | 0 | 0 | 0 |  | 0 | 0.00 | 0 | 0 |  | 0.0 |  | True | 1
| Perlick | 1039805 | 2 | ea |  | Perlick Flex Mount Leg Relocation Kit, Includes: (1) Rails, (1) Bolts, and (1)Tightening Knobs |  | 50 | 100 | 100 | 50 | 50 | 0.00 | 0 | 0 |  | 0.0 |  | True | 1
| Perlick | 1032968-24 | 1 | ea |  | TSF Series 24"W Perforated Drainboard Insert, 'Stadium' shaped perforations, stainless steel construction, factory installed |  | 145 | 145 | 290 | 50 | 145 | 0.00 | 0 | 0 | 100 | 576.00000 |  | True | 1
628 | Rubbermaid | FG354060GRAY | 1 | ea | TRASH RECEPTACLE | Slim Jim® Container, 23 gallon, 22"W x 11"D x 30"H, with venting channels, molded-in handles, general purpose waste, open type without lid, high-impact plastic construction, gray, Made in USA |  | 47.13 | 47.13 | 94.26 | 50 | 47.13 | 8.24 | 0 | 0 | 150 | 0.0 |  | True | 4
629 |  |  | 0 |  | SpareNo | SpareNo |  | 0 | 0 | 0 |  | 0 | 0.00 | 0 | 0 |  | 0.0 |  | True | 0 | SpareNo
630 |  |  | 0 |  | SpareNo | SpareNo |  | 0 | 0 | 0 |  | 0 | 0.00 | 0 | 0 |  | 0.0 |  | True | 0 | SpareNo
631 | Perlick | CUSTOM | 1 | ea | FILLER PIECE |  |  | 0 | 0 | 0 |  | 0 | 0.00 | 0 | 0 |  | 0.0 |  | True | 0
632 | Perlick | TSF12HS | 1 | ea | Hand Sink | TSF Series Underbar Hand Sink Unit, 12"W x 24"D, 10" wide x 14" front-to-back x 9-1/4" deep 18 gauge stainless steel sink, backsplash, 4" OC splash mount faucet holes, (16) oz. pump soap dispenser integrated into front apron, C-fold paper towel dispenser integrated into front apron, stainless steel hinged door with magnetic catches, 1-1/2" NPS male drain, stainless steel construction, Perlick Quick Clamp tool less leg attachment, stainless steel legs with 1" adjustable thermoplastic feet |  | 1050 | 1050 | 2100 | 50 | 1050 | 50.00 | 0 | 0 | 100 | 0.0 |  | True | 1
|  |  | 1 |  |  | 6" Backsplash standard |  | 0 | 0 | 0 |  | 0 | 0.00 | 0 | 0 |  | 0.0 |  | True | 1
| Perlick | 1039805 | 2 | ea |  | Perlick Flex Mount Leg Relocation Kit, Includes: (1) Rails, (1) Bolts, and (1)Tightening Knobs |  | 50 | 100 | 100 | 50 | 50 | 0.00 | 0 | 0 |  | 0.0 |  | True | 1
| Perlick | 934GN-LF | 1 | ea |  | Front Loading Faucet, wall/splash mount, lead free, gooseneck spout, faucet valves includes: built-in check valves to prevent back flow or across flow, (2) 3/8" O.D. x 3/8" O.D. x 18", braided stainless steel supply lines included |  | 286.5 | 286.5 | 573 | 50 | 286.5 | 0.00 | 0 | 0 |  | 0.0 |  | True | 1
| Perlick | 7055-48 | 1 | ea |  | Perforated Wet Waste Pan, 7 quart capacity, stainless steel (10-3/8" x 12-3/4" x 4" deep) |  | 92.5 | 92.5 | 185 | 50 | 92.5 | 0.00 | 0 | 0 | 100 | 0.0 |  | True | 1
| Perlick | 7054R | 1 |  |  | End Splash, right, 6", for TS or TSF series |  | 112.5 | 112.5 | 225 | 50 | 112.5 | 0.00 | 0 | 0 | 100 | 0.0 |  | True | 1
| Perlick | 7054L | 1 |  |  | End Splash, left, 6", for TS or TSF series |  | 112.5 | 112.5 | 225 | 50 | 112.5 | 0.00 | 0 | 0 | 100 | 0.0 |  | True | 1
633 | Perlick | CUSTOM | 1 | ea | FILLER PIECE |  |  | 0 | 0 | 0 |  | 0 | 0.00 | 0 | 0 |  | 0.0 |  | True | 0
634 | Perlick | TSF24SC | 1 | ea | Drainboard | Underbar Storage Cabinet 24"W x 24"D, 4" or 6"H backsplash with 1" return at top, pitched drainboard top with 1-1/2" NPS drain socket with 1/2" OD barb & 1/2" ID anti-microbial tubing, 1-1/2" NPS male drain center back of cabinet bottom, (1) adjustable intermediate shelf, stainless steel construction, Perlick Quick Clamp stainless steel legs & adjustable feet, NSF Listed |  | 1142.5 | 1142.5 | 2285 | 50 | 1142.5 | 65.00 | 0 | 0 | 100 | 0.0 |  | True | 1
|  |  | 1 |  |  | 6" backsplash |  | 0 | 0 | 0 |  | 0 | 0.00 | 0 | 0 |  | 0.0 |  | True | 1
| Perlick | 1039805 | 2 | ea |  | Perlick Flex Mount Leg Relocation Kit, Includes: (1) Rails, (1) Bolts, and (1)Tightening Knobs |  | 50 | 100 | 100 | 50 | 50 | 0.00 | 0 | 0 |  | 0.0 |  | True | 1
| Perlick | 1032968-24 | 1 | ea |  | TSF Series 24"W Perforated Drainboard Insert, 'Stadium' shaped perforations, stainless steel construction, factory installed |  | 145 | 145 | 290 | 50 | 145 | 0.00 | 0 | 0 | 100 | 576.00000 |  | True | 1
| Perlick | DR24SC | 1 | ea |  | Field reversable door and lock set for 24"W storage cabinets, Factory Installed |  | 312.5 | 312.5 | 625 | 50 | 312.5 | 10.00 | 0 | 0 | 100 | 484.00000 |  | True | 1
635 |  |  | 0 |  | SpareNo | SpareNo |  | 0 | 0 | 0 |  | 0 | 0.00 | 0 | 0 |  | 0.0 |  | True | 0 | SpareNo
636 | Perlick | CUSTOM | 1 | ea | FILLER PIECE |  |  | 0 | 0 | 0 |  | 0 | 0.00 | 0 | 0 |  | 0.0 |  | True | 0
637 | Perlick | TSF12BTB | 1 | ea | TRASH UNIT | TSF Series Trash Receptacle Top Cover, 12"W x 24"D x 13-9/16"H, stainless steel construction (wastebasket is not included), 6"H backsplash, 8-3/8" x 6-3/8" opening for trash (requires support by adjacent underbar equipment or accessory end panel & leg kit) |  | 451 | 451 | 902 | 50 | 451 | 25.00 | 0 | 0 | 100 | 0.0 |  | True | 1
|  |  | 1 |  |  | 6" Backsplash standard |  | 0 | 0 | 0 |  | 0 | 0.00 | 0 | 0 |  | 0.0 |  | True | 1
638 | Perlick | CUSTOM | 1 | ea | FILLER PIECE |  |  | 0 | 0 | 0 |  | 0 | 0.00 | 0 | 0 |  | 0.0 |  | True | 0
639 |  |  | 0 |  | SpareNo | SpareNo |  | 0 | 0 | 0 |  | 0 | 0.00 | 0 | 0 |  | 0.0 |  | True | 0 | SpareNo
640 |  |  | 0 |  | SpareNo | SpareNo |  | 0 | 0 | 0 |  | 0 | 0.00 | 0 | 0 |  | 0.0 |  | True | 0 | SpareNo
641 | Perlick | TS12DS | 1 | ea | DUMP SINK | TS Series Underbar Wet Waste Sink Unit, 12"W x 18-9/16"D, 10" wide x 14" front-to-back x 9-1/4" deep 18 gauge stainless steel sink, backsplash, 4" OC splash mount faucet holes, 1-1/2" NPS male drain, stainless steel construction, Perlick Quick Clamp tool less leg attachment, stainless steel legs with 1" adjustable thermoplastic feet |  | 750 | 750 | 1500 | 50 | 750 | 45.00 | 0 | 0 | 100 | 0.0 |  | True | 1
|  |  | 1 |  |  | 6" Backsplash standard |  | 0 | 0 | 0 |  | 0 | 0.00 | 0 | 0 |  | 0.0 |  | True | 1
| Perlick | 934GN-LF | 1 | ea |  | Front Loading Faucet, wall/splash mount, lead free, gooseneck spout, faucet valves includes: built-in check valves to prevent back flow or across flow, (2) 3/8" O.D. x 3/8" O.D. x 18", braided stainless steel supply lines included |  | 286.5 | 286.5 | 573 | 50 | 286.5 | 0.00 | 0 | 0 |  | 0.0 |  | True | 1
| Perlick | 7055-48 | 1 | ea |  | Perforated Wet Waste Pan, 7 quart capacity, stainless steel (10-3/8" x 12-3/4" x 4" deep) |  | 92.5 | 92.5 | 185 | 50 | 92.5 | 0.00 | 0 | 0 | 100 | 0.0 |  | True | 1
| Perlick | 7054R | 1 |  |  | End Splash, right, 6", for TS or TSF series |  | 112.5 | 112.5 | 225 | 50 | 112.5 | 0.00 | 0 | 0 | 100 | 0.0 |  | True | 1
| Perlick | 7054L | 1 |  |  | End Splash, left, 6", for TS or TSF series |  | 112.5 | 112.5 | 225 | 50 | 112.5 | 0.00 | 0 | 0 | 100 | 0.0 |  | True | 1
642 | Perlick | TSC24IC | 1 | ea | COCKTAIL STATION | Tobin Ellis Signature Ice Chest, modular, 24"W, approximately 50 lbs. ice capacity, 6"H backsplash with 1" return, ABS plastic top ledge, stainless steel top & sides, stainless steel interior, galvanized steel back & bottom, 1/2" NPS drain, stainless steel legs with adjustable thermoplastic feet, NSF |  | 1157.5 | 1157.5 | 2315 | 50 | 1157.5 | 60.00 | 0 | 0 |  | 0.0 |  | True | 1
|  |  | 1 |  |  | 6" Backsplash standard |  | 0 | 0 | 0 |  | 0 | 0.00 | 0 | 0 |  | 0.0 |  | True | 1
|  |  | 1 |  |  | Covers MUST be selected to satisfy NSF and/or local code requirements |  | 0 | 0 | 0 |  | 0 | 0.00 | 0 | 0 |  | 0.0 |  | True | 1
| Perlick | ICC-C24 | 1 | ea |  | Tobin Ellis Signature Ice Chest Covers, 3-piece sliding assembly, 24"W, front & back, stainless steel (for TSC24 ice chests) |  | 201 | 201 | 402 | 50 | 201 | 0.00 | 0 | 0 |  | 0.0 |  | True | 1
| Perlick | ICC-TSC | 2 | ea |  | Tobin Ellis Signature Ice Bin Divider, stainless steel, for TSC series ice chests |  | 70 | 140 | 140 | 50 | 70 | 0.00 | 0 | 0 |  | 0.0 |  | True | 1
643 | Perlick | SR-D36A | 1 | ea | DOUBLE Speed Rail | Speed Rail, double, 36" W, stainless steel construction, factory installed |  | 335 | 335 | 670 | 50 | 335 | 0.00 | 0 | 0 |  | 0.0 |  | True | 1
644 | Perlick | CUSTOM | 1 | ea | FILLER PIECE |  |  | 0 | 0 | 0 |  | 0 | 0.00 | 0 | 0 |  | 0.0 |  | True | 0
645 |  |  | 0 |  | SpareNo | SpareNo |  | 0 | 0 | 0 |  | 0 | 0.00 | 0 | 0 |  | 0.0 |  | True | 0 | SpareNo
646 | Perlick | TSF4SGB | 1 | ea | Soda Gun HOLDER | TSF Series Soda Gun Filler Section, 4"W x 24"D x 22"H, all stainless steel construction, universal design accepts either Wunder-Bar® & Schroeder America™ 8-14 product soda manifolds & drip cups (accepts only NON-FLOW CONTROL manifolds that don't exceed 3" in overall thickness), interior mounted manifold conceals soda lines, tool-less removal of top cover provides easy access, integrated drip cup mounting allows concealed routing of drip tube to waste drain, accessory speed rails can bypass or terminate on Soda Gun Filler, soda manifold, hose gun & drip cup NOT included, NSF |  | 496 | 496 | 992 | 50 | 496 | 18.00 | 0 | 0 | 100 | 0.0 |  | True | 1
647 | Vendor | BY VENDOR | 1 | ea | SODA GUN | BY VENDOR |  | 0 | 0 | 0 |  | 0 | 0.00 | 0 | 0 |  | 0.0 |  | True | 0
648 | Perlick | CUSTOM | 1 | ea | FILLER PIECE |  |  | 0 | 0 | 0 |  | 0 | 0.00 | 0 | 0 |  | 0.0 |  | True | 0
649 |  |  | 0 |  | SpareNo | SpareNo |  | 0 | 0 | 0 |  | 0 | 0.00 | 0 | 0 |  | 0.0 |  | True | 0 | SpareNo
650 |  |  | 0 |  | SpareNo | SpareNo |  | 0 | 0 | 0 |  | 0 | 0.00 | 0 | 0 |  | 0.0 |  | True | 0 | SpareNo
651 | Perlick | HC24RS4 | 1 | ea | Undercounter Refrigerator | C-Series Refrigerator, undercounter, 23-7/8"W x 24"D, self-contained refrigeration, 34°F to 42°F temperature range, 5.3 cu. ft. interior volume, digital thermostat & control, LED interior lighting, (2) black vinyl-coated full extension shelves (adjustable) & (1) black-vinyl coated floor rack, (1) hinged door, front vented, self-evaporating condensate pan, galvanized back & base, stainless steel top, sides, & interior, R600a, 115v/60/1-ph, 1.6 amps, NEMA 5-15P, NSF, cULus, ETL-Sanitation |  | 3221 | 3221 | 6442 | 50 | 3221 | 185.00 | 0 | 0 | 85 | 0.0 |  | True | 1
|  |  | 1 |  |  | WARNING: The materials used in this product may contain chemicals known to the State of California to cause cancer and birth defects or other reproductive harm. For more information go to www.P65Warnings.ca.gov |  | 0 | 0 | 0 |  | 0 | 0.00 | 0 | 0 |  | 0.0 |  | True | 1
|  |  | 1 |  |  | 5 yr. compressor warranty, 1 yr. parts & labor warranty |  | 0 | 0 | 0 |  | 0 | 0.00 | 0 | 0 |  | 0.0 |  | True | 1
|  |  | 1 |  |  | Door finish: glass with stainless steel frame |  | 280 | 280 | 560 | 50 | 280 | 0.00 | 0 | 0 |  | 0.0 |  | True | 1
|  |  | 1 |  |  | Left hinged(nc) |  | 0 | 0 | 0 |  | 0 | 0.00 | 0 | 0 |  | 0.0 |  | True | 1
|  |  | 1 |  |  | Full length, 24", stainless steel grip with chrome endcaps |  | 0 | 0 | 0 |  | 0 | 0.00 | 0 | 0 |  | 0.0 |  | True | 1
|  |  | 1 | ea |  | Door lock, chrome |  | 94 | 94 | 188 | 50 | 94 | 0.00 | 0 | 0 |  | 0.0 |  | True | 1
|  |  | 1 |  |  | No dispensing |  | 0 | 0 | 0 |  | 0 | 0.00 | 0 | 0 |  | 0.0 |  | True | 1
| Perlick | 66736 | 1 | st |  | Casters, 3-3/4", includes mounting platform (set of 4) |  | 295.5 | 295.5 | 591 | 50 | 295.5 | 0.00 | 0 | 0 | 92.5 | 0.0 |  | True | 1
652 | Perlick | CUSTOM | 1 | ea | DRAINBOARD TOP |  |  | 0 | 0 | 0 |  | 0 | 0.00 | 0 | 0 |  | 0.0 |  | True | 0
653 | Perlick | CUSTOM | 1 | ea | FILLER PIECE |  |  | 0 | 0 | 0 |  | 0 | 0.00 | 0 | 0 |  | 0.0 |  | True | 0
654 | Perlick | TSF24SC | 1 | ea | Drainboard | Underbar Storage Cabinet 24"W x 24"D, 4" or 6"H backsplash with 1" return at top, pitched drainboard top with 1-1/2" NPS drain socket with 1/2" OD barb & 1/2" ID anti-microbial tubing, 1-1/2" NPS male drain center back of cabinet bottom, (1) adjustable intermediate shelf, stainless steel construction, Perlick Quick Clamp stainless steel legs & adjustable feet, NSF Listed |  | 1142.5 | 1142.5 | 2285 | 50 | 1142.5 | 65.00 | 0 | 0 | 100 | 0.0 |  | True | 1
|  |  | 1 |  |  | 6" backsplash |  | 0 | 0 | 0 |  | 0 | 0.00 | 0 | 0 |  | 0.0 |  | True | 1
| Perlick | 1039805 | 2 | ea |  | Perlick Flex Mount Leg Relocation Kit, Includes: (1) Rails, (1) Bolts, and (1)Tightening Knobs |  | 50 | 100 | 100 | 50 | 50 | 0.00 | 0 | 0 |  | 0.0 |  | True | 1
| Perlick | 1032968-24 | 1 | ea |  | TSF Series 24"W Perforated Drainboard Insert, 'Stadium' shaped perforations, stainless steel construction, factory installed |  | 145 | 145 | 290 | 50 | 145 | 0.00 | 0 | 0 | 100 | 576.00000 |  | True | 1
655 |  |  | 0 |  | SpareNo | SpareNo |  | 0 | 0 | 0 |  | 0 | 0.00 | 0 | 0 |  | 0.0 |  | True | 0 | SpareNo
656 | Perlick | CUSTOM | 1 | ea | FILLER PIECE |  |  | 0 | 0 | 0 |  | 0 | 0.00 | 0 | 0 |  | 0.0 |  | True | 0
657 | Perlick | TSF12BTB | 1 | ea | TRASH UNIT | TSF Series Trash Receptacle Top Cover, 12"W x 24"D x 13-9/16"H, stainless steel construction (wastebasket is not included), 6"H backsplash, 8-3/8" x 6-3/8" opening for trash (requires support by adjacent underbar equipment or accessory end panel & leg kit) |  | 451 | 451 | 902 | 50 | 451 | 25.00 | 0 | 0 | 100 | 0.0 |  | True | 1
|  |  | 1 |  |  | 6" Backsplash standard |  | 0 | 0 | 0 |  | 0 | 0.00 | 0 | 0 |  | 0.0 |  | True | 1
658 | Perlick | CUSTOM | 1 | ea | FILLER PIECE |  |  | 0 | 0 | 0 |  | 0 | 0.00 | 0 | 0 |  | 0.0 |  | True | 0
659 |  |  | 0 |  | SpareNo | SpareNo |  | 0 | 0 | 0 |  | 0 | 0.00 | 0 | 0 |  | 0.0 |  | True | 0 | SpareNo
660 |  |  | 0 |  | SpareNo | SpareNo |  | 0 | 0 | 0 |  | 0 | 0.00 | 0 | 0 |  | 0.0 |  | True | 0 | SpareNo
661 | Perlick | TS12DS | 1 | ea | DUMP SINK | TS Series Underbar Wet Waste Sink Unit, 12"W x 18-9/16"D, 10" wide x 14" front-to-back x 9-1/4" deep 18 gauge stainless steel sink, backsplash, 4" OC splash mount faucet holes, 1-1/2" NPS male drain, stainless steel construction, Perlick Quick Clamp tool less leg attachment, stainless steel legs with 1" adjustable thermoplastic feet |  | 750 | 750 | 1500 | 50 | 750 | 45.00 | 0 | 0 | 100 | 0.0 |  | True | 1
|  |  | 1 |  |  | 6" Backsplash standard |  | 0 | 0 | 0 |  | 0 | 0.00 | 0 | 0 |  | 0.0 |  | True | 1
| Perlick | 934GN-LF | 1 | ea |  | Front Loading Faucet, wall/splash mount, lead free, gooseneck spout, faucet valves includes: built-in check valves to prevent back flow or across flow, (2) 3/8" O.D. x 3/8" O.D. x 18", braided stainless steel supply lines included |  | 286.5 | 286.5 | 573 | 50 | 286.5 | 0.00 | 0 | 0 |  | 0.0 |  | True | 1
| Perlick | 7055-48 | 1 | ea |  | Perforated Wet Waste Pan, 7 quart capacity, stainless steel (10-3/8" x 12-3/4" x 4" deep) |  | 92.5 | 92.5 | 185 | 50 | 92.5 | 0.00 | 0 | 0 | 100 | 0.0 |  | True | 1
| Perlick | 7054R | 1 |  |  | End Splash, right, 6", for TS or TSF series |  | 112.5 | 112.5 | 225 | 50 | 112.5 | 0.00 | 0 | 0 | 100 | 0.0 |  | True | 1
| Perlick | 7054L | 1 |  |  | End Splash, left, 6", for TS or TSF series |  | 112.5 | 112.5 | 225 | 50 | 112.5 | 0.00 | 0 | 0 | 100 | 0.0 |  | True | 1
662 | Perlick | TSC24IC | 1 | ea | COCKTAIL STATION | Tobin Ellis Signature Ice Chest, modular, 24"W, approximately 50 lbs. ice capacity, 6"H backsplash with 1" return, ABS plastic top ledge, stainless steel top & sides, stainless steel interior, galvanized steel back & bottom, 1/2" NPS drain, stainless steel legs with adjustable thermoplastic feet, NSF |  | 1157.5 | 1157.5 | 2315 | 50 | 1157.5 | 60.00 | 0 | 0 |  | 0.0 |  | True | 1
|  |  | 1 |  |  | 6" Backsplash standard |  | 0 | 0 | 0 |  | 0 | 0.00 | 0 | 0 |  | 0.0 |  | True | 1
|  |  | 1 |  |  | Covers MUST be selected to satisfy NSF and/or local code requirements |  | 0 | 0 | 0 |  | 0 | 0.00 | 0 | 0 |  | 0.0 |  | True | 1
| Perlick | ICC-C24 | 1 | ea |  | Tobin Ellis Signature Ice Chest Covers, 3-piece sliding assembly, 24"W, front & back, stainless steel (for TSC24 ice chests) |  | 201 | 201 | 402 | 50 | 201 | 0.00 | 0 | 0 |  | 0.0 |  | True | 1
| Perlick | ICC-TSC | 2 | ea |  | Tobin Ellis Signature Ice Bin Divider, stainless steel, for TSC series ice chests |  | 70 | 140 | 140 | 50 | 70 | 0.00 | 0 | 0 |  | 0.0 |  | True | 1
663 | Perlick | SR-D36A | 1 | ea | DOUBLE Speed Rail | Speed Rail, double, 36" W, stainless steel construction, factory installed |  | 335 | 335 | 670 | 50 | 335 | 0.00 | 0 | 0 |  | 0.0 |  | True | 1
664 | Perlick | CUSTOM | 1 | ea | FILLER PIECE |  |  | 0 | 0 | 0 |  | 0 | 0.00 | 0 | 0 |  | 0.0 |  | True | 0
665 |  |  | 0 |  | SpareNo | SpareNo |  | 0 | 0 | 0 |  | 0 | 0.00 | 0 | 0 |  | 0.0 |  | True | 0 | SpareNo
666 | Perlick | TSF4SGB | 1 | ea | Soda Gun HOLDER | TSF Series Soda Gun Filler Section, 4"W x 24"D x 22"H, all stainless steel construction, universal design accepts either Wunder-Bar® & Schroeder America™ 8-14 product soda manifolds & drip cups (accepts only NON-FLOW CONTROL manifolds that don't exceed 3" in overall thickness), interior mounted manifold conceals soda lines, tool-less removal of top cover provides easy access, integrated drip cup mounting allows concealed routing of drip tube to waste drain, accessory speed rails can bypass or terminate on Soda Gun Filler, soda manifold, hose gun & drip cup NOT included, NSF |  | 496 | 496 | 992 | 50 | 496 | 18.00 | 0 | 0 | 100 | 0.0 |  | True | 1
667 | Vendor | BY VENDOR | 1 | ea | SODA GUN | BY VENDOR |  | 0 | 0 | 0 |  | 0 | 0.00 | 0 | 0 |  | 0.0 |  | True | 0
668 | Perlick | CUSTOM | 1 | ea | FILLER PIECE |  |  | 0 | 0 | 0 |  | 0 | 0.00 | 0 | 0 |  | 0.0 |  | True | 0
669 |  |  | 0 |  | SpareNo | SpareNo |  | 0 | 0 | 0 |  | 0 | 0.00 | 0 | 0 |  | 0.0 |  | True | 0 | SpareNo
670 |  |  | 0 |  | SpareNo | SpareNo |  | 0 | 0 | 0 |  | 0 | 0.00 | 0 | 0 |  | 0.0 |  | True | 0 | SpareNo
671 | Perlick | HC24RS4 | 1 | ea | Undercounter Refrigerator | C-Series Refrigerator, undercounter, 23-7/8"W x 24"D, self-contained refrigeration, 34°F to 42°F temperature range, 5.3 cu. ft. interior volume, digital thermostat & control, LED interior lighting, (2) black vinyl-coated full extension shelves (adjustable) & (1) black-vinyl coated floor rack, (1) hinged door, front vented, self-evaporating condensate pan, galvanized back & base, stainless steel top, sides, & interior, R600a, 115v/60/1-ph, 1.6 amps, NEMA 5-15P, NSF, cULus, ETL-Sanitation |  | 3221 | 3221 | 6442 | 50 | 3221 | 185.00 | 0 | 0 | 85 | 0.0 |  | True | 1
|  |  | 1 |  |  | WARNING: The materials used in this product may contain chemicals known to the State of California to cause cancer and birth defects or other reproductive harm. For more information go to www.P65Warnings.ca.gov |  | 0 | 0 | 0 |  | 0 | 0.00 | 0 | 0 |  | 0.0 |  | True | 1
|  |  | 1 |  |  | 5 yr. compressor warranty, 1 yr. parts & labor warranty |  | 0 | 0 | 0 |  | 0 | 0.00 | 0 | 0 |  | 0.0 |  | True | 1
|  |  | 1 |  |  | Door finish: glass with stainless steel frame |  | 280 | 280 | 560 | 50 | 280 | 0.00 | 0 | 0 |  | 0.0 |  | True | 1
|  |  | 1 |  |  | Left hinged(nc) |  | 0 | 0 | 0 |  | 0 | 0.00 | 0 | 0 |  | 0.0 |  | True | 1
|  |  | 1 |  |  | Full length, 24", stainless steel grip with chrome endcaps |  | 0 | 0 | 0 |  | 0 | 0.00 | 0 | 0 |  | 0.0 |  | True | 1
|  |  | 1 | ea |  | Door lock, chrome |  | 94 | 94 | 188 | 50 | 94 | 0.00 | 0 | 0 |  | 0.0 |  | True | 1
|  |  | 1 |  |  | No dispensing |  | 0 | 0 | 0 |  | 0 | 0.00 | 0 | 0 |  | 0.0 |  | True | 1
| Perlick | 66736 | 1 | st |  | Casters, 3-3/4", includes mounting platform (set of 4) |  | 295.5 | 295.5 | 591 | 50 | 295.5 | 0.00 | 0 | 0 | 92.5 | 0.0 |  | True | 1
672 | Perlick | CUSTOM | 1 | ea | DRAINBOARD TOP |  |  | 0 | 0 | 0 |  | 0 | 0.00 | 0 | 0 |  | 0.0 |  | True | 0
673 | Perlick | CUSTOM | 1 | ea | FILLER PIECE |  |  | 0 | 0 | 0 |  | 0 | 0.00 | 0 | 0 |  | 0.0 |  | True | 0
674 | Perlick | HB24FS-SD-STK | 1 | ea | Undercounter Freezer | (QuickShip) ADA Series Freezer, undercounter, 23-7/8"W x 24"D, self-contained refrigeration, -10° to 10°F temperature range, (4.8) cu. ft. interior capacity, digital thermostat & control, LED interior lighting, stainless steel drawers with lock, front vented, automatic defrost, galvanized back & base, stainless steel top, sides, & interior, R600a, 115v/60/1-ph, 2.4 amps, NEMA 5-15P, ETL-Sanitation, cULus, ADA Compliant |  | 4120 | 4120 | 8240 | 50 | 4120 | 195.00 | 0 | 0 | 150 | 0.0 |  | True | 1
|  |  | 1 |  |  | WARNING: The materials used in this product may contain chemicals known to the State of California to cause cancer and birth defects or other reproductive harm. For more information go to www.P65Warnings.ca.gov |  | 0 | 0 | 0 |  | 0 | 0.00 | 0 | 0 |  | 0.0 |  | True | 1
|  |  | 1 |  |  | Please note: This unit is intended for chilling glasses or holding product at freezing, not intended to hold food overnight or freeze ice cubes. |  | 0 | 0 | 0 |  | 0 | 0.00 | 0 | 0 |  | 0.0 |  | True | 1
|  |  | 1 |  |  | 5 yr. compressor warranty, 1 yr. parts & labor warranty |  | 0 | 0 | 0 |  | 0 | 0.00 | 0 | 0 |  | 0.0 |  | True | 1
| Perlick | 66736 | 1 | st |  | Casters, 3-3/4", includes mounting platform (set of 4) |  | 295.5 | 295.5 | 591 | 50 | 295.5 | 0.00 | 0 | 0 | 92.5 | 0.0 |  | True | 1
675 |  |  | 0 |  | SpareNo | SpareNo |  | 0 | 0 | 0 |  | 0 | 0.00 | 0 | 0 |  | 0.0 |  | True | 0 | SpareNo
676 | Perlick | CUSTOM | 1 | ea | DRAINBOARD |  |  | 0 | 0 | 0 |  | 0 | 0.00 | 0 | 0 |  | 0.0 |  | True | 0
677 | GC | BY INTERIOR | 6 | ea | TASK LIGHT | Glo-Rite® Display Light, strip type with aluminum housing & toggle switch, 30" long, 120 watts, NSF, UL, UL EPH Classified, CSA, Made in USA |  | 240 | 1440 | 480 | 50 | 240 | 7.00 | 0 | 0 | 100 | 0.0 |  | True | 1
|  |  | 1 |  |  | NOTE: Sale of this product must comply with Hatco's Minimum Resale Price Policy; consult order acknowledgement for details |  | 0 | 0 | 0 |  | 0 | 0.00 | 0 | 0 |  | 0.0 |  | True | 1
|  |  | 1 |  |  | NOTE: Includes 24/7 parts & service assistance, call 414-671-6350 |  | 0 | 0 | 0 |  | 0 | 0.00 | 0 | 0 |  | 0.0 |  | True | 1
|  |  | 6 |  |  | 120v/60/1-ph, 120 watts, 1.0 amps (domestic voltage), standard |  | 0 | 0 | 0 |  | 0 | 0.00 | 0 | 0 |  | 0.0 |  | True | 1
| Hatco | STANDARD | 6 |  |  | Clear Anodized Aluminum housing, finish, standard (available at time of purchase only) |  | 0 | 0 | 0 |  | 0 | 0.00 | 0 | 0 |  | 0.0 |  | True | 1
678 | GC |  | 1 | ea | FLIP TOP DOOR | MILLWORK BY GENERAL CONTRACTOR |  | 0 | 0 | 0 |  | 0 | 0.00 | 0 | 0 |  | 0.0 |  | True | 0
679 |  |  | 0 |  | SpareNo | SpareNo |  | 0 | 0 | 0 |  | 0 | 0.00 | 0 | 0 |  | 0.0 |  | True | 0 | SpareNo
680 |  |  | 0 |  | SpareNo | SpareNo |  | 0 | 0 | 0 |  | 0 | 0.00 | 0 | 0 |  | 0.0 |  | True | 0 | SpareNo
681 | GC |  | 1 | ea | BACK BAR | MILLWORK BY GENERAL CONTRACTOR |  | 0 | 0 | 0 |  | 0 | 0.00 | 0 | 0 |  | 0.0 |  | True | 0
682 | Perlick | 3780-4B | 1 | ea | Draft Beer Dispensing Tower | Tee Draft Beer Tower, air-cooled, (4) faucets, stainless steel finish, all Perlick towers include 630SS faucets (630SSTF faucets where applicable on TF Brass and Gold Towers) |  | 570 | 570 | 1140 | 50 | 570 | 0.00 | 0 | 0 |  | 0.0 |  | True | 1
683 | Perlick | 6020-GRC | 1 | ea | Drip Trough | 6000 Series Drainer, with built-in rinser on center, surface mount, 15"W x 7-3/4"D, straight edge, removable glass rack, 1/2" drain tube with 1/2" NPSM thread end, includes: John Guest connector for 3/8" ID water supply line, stainless steel construction |  | 427.5 | 427.5 | 855 | 50 | 427.5 | 0.00 | 0 | 0 |  | 0.0 |  | True | 1
| Perlick | GR-IK | 1 | ea |  | Water Pressure Regulator Parts Bag, for glass rinsers (1 parts bag required for each glass rinser option picked) |  | 57 | 57 | 114 | 50 | 57 | 0.00 | 0 | 0 |  | 0.0 |  | True | 1
684 |  |  | 0 |  | SpareNo | SpareNo |  | 0 | 0 | 0 |  | 0 | 0.00 | 0 | 0 |  | 0.0 |  | True | 0 | SpareNo
685-700 |  |  | 0 |  | SpareNo | SpareNo |  | 0 | 0 | 0 |  | 0 | 0.00 | 0 | 0 |  | 0.0 |  | True | 0 | SpareNo
|  |  | 0 |  |  | MARKET AREA |  | 0 | 0 | 0 |  | 0 | 0.00 | 0 | 0 |  | 0.0 |  | True | 0
701 | GC |  | 1 | ea | SERVING COUNTER WITH SINKS | MILLWORK BY GENERAL CONTRACTOR |  | 0 | 0 | 0 |  | 0 | 0.00 | 0 | 0 |  | 0.0 |  | True | 0
702 | Custom Fabrication | STAINLESS STEEL | 1 | ea | DOUBLE WALL SHELF |  |  | 0 | 0 | 0 |  | 0 | 0.00 | 0 | 0 |  | 0.0 |  | True | 0
703 | TurboChef (Middleby) | I3-TOUCH CONTROL I3-9500-801 - 1 PHASE | 2 | ea | RAPID COOK OVEN | i3-9500-801 I3™ Microwave/Impingement Oven, Rapid Cook, electric, 1-phase 23", ventless, countertop, High Level touch controls with wifi, fully insulated cook chamber, stores up to 200 recipes, internal catalytic converter, smart voltage sensor technology (US only), digital display, removable rack and grease collection pan, top and bottom jet plates, pull down door with ergonomic handle, multi-speed impingement blower, (2) solid PTFE baskets, (1) oven cleaner, (1) oven guard, (1) aluminum paddle, (2) trigger sprayers, (1) standard rack, side hand grips, stainless steel front, top & sides, cULus, CE, UL EPH Classified, ANSI/NSF 4, TUV |  | 11630.14 | 23260.28 | 23260.28 | 50 | 11630.14 | 290.00 | 0 | 0 | 92.5 | 0.0 |  | True | 1
| TurboChef (Middleby) | MDD-1001 | 1 | ea |  | Open Kitchen bundle, includes - 1 x ConnectWare module, 1 x Secure Access Point (SAP), 3 year subscription for Open Kitchen (NET price displays when item is added to quote) |  | 895 | 895 | 995 | =Net= | 895 | 0.00 | 0 | 0 |  | 0.0 |  | True | 1
|  |  | 2 |  |  | All items FOB: Carrollton, Texas: Consumable/accessory orders less than $5,000 will incur a handling fee. Orders shipping standard ground will incur a $15.00 handling fee. Orders shipping other than standard ground will incur $25.00 handling fee |  | 0 | 0 | 0 |  | 0 | 0.00 | 0 | 0 |  | 0.0 |  | True | 1
|  |  | 2 |  |  | One year parts and labor warranty |  | 0 | 0 | 0 |  | 0 | 0.00 | 0 | 0 |  | 0.0 |  | True | 1
|  |  | 2 |  |  | 208-240v/60/1-ph, 40.0amps, 8.3-9.6kw, 6 foot cord (nominal), NEMA 6-50P, standard |  | 0 | 0 | 0 |  | 0 | 0.00 | 0 | 0 |  | 0.0 |  | True | 1
704 | True Mfg. - General Foodservice | TUC-48-HC | 1 | ea | Undercounter Refrigerator | Undercounter Refrigerator, 33 - 38°F, (2) stainless steel doors, (4) PVC coated adjustable wire shelves, stainless steel top & sides, aluminum interior with stainless steel floor, R290 Hydrocarbon refrigerant, 1/5 HP, 115v/60/1-ph, 3.0 amps, NEMA 5-15P, cULus, UL EPH Classified, CE, Made in USA |  | 5367.5 | 5367.5 | 10735 | 50 | 5367.5 | 260.00 | 0 | 0 | 150 | 47.00000 |  | True | 1
|  |  | 1 | ea |  | 7 year compressor warranty, 7 years parts warranty, 7 year labor warranty, standard. Visit www.truemfg.com for specifics. |  | 0 | 0 | 0 |  | 0 | 0.00 | 0 | 0 |  | 0.0 |  | True | 1
|  |  | 1 |  |  | Self-contained refrigeration standard |  | 0 | 0 | 0 |  | 0 | 0.00 | 0 | 0 |  | 0.0 |  | True | 1
|  |  | 1 |  |  | Bolt locks, factory installed, standard |  | 0 | 0 | 0 |  | 0 | 0.00 | 0 | 0 |  | 0.0 |  | True | 1
|  |  | 1 |  |  | Castors, 1-1/2" (31-7/8" work surface height = LP) |  | 322.5 | 322.5 | 645 | 50 | 322.5 | 0.00 | 0 | 0 |  | 0.0 |  | True | 1
705 |  |  | 0 |  | SpareNo | SpareNo |  | 0 | 0 | 0 |  | 0 | 0.00 | 0 | 0 |  | 0.0 |  | True | 0 | SpareNo
706 | True Mfg. - General Foodservice | TUC-48D-4-HC | 1 | ea | Undercounter Refrigerator | Undercounter Refrigerator, 33 - 38°F, (4) drawers each, accommodates (1) 12" x 18 x 6" food pan (NOT included), stainless steel top & sides, aluminum interior with stainless steel floor, R290 Hydrocarbon refrigerant, 1/5 HP, 115v/60/1-ph, 3.0 amps, NEMA 5-15P, cULus, UL EPH Classified, cULus, CE, Made in USA |  | 10070 | 10070 | 20140 | 50 | 10070 | 330.00 | 0 | 0 | 150 | 47.00000 |  | True | 1
|  |  | 1 | ea |  | 7 year compressor warranty, 7 years parts warranty, 7 year labor warranty, standard. Visit www.truemfg.com for specifics. |  | 0 | 0 | 0 |  | 0 | 0.00 | 0 | 0 |  | 0.0 |  | True | 1
|  |  | 1 |  |  | Self-contained refrigeration standard |  | 0 | 0 | 0 |  | 0 | 0.00 | 0 | 0 |  | 0.0 |  | True | 1
|  |  | 1 |  |  | Bolt locks, factory installed, standard |  | 0 | 0 | 0 |  | 0 | 0.00 | 0 | 0 |  | 0.0 |  | True | 1
|  |  | 1 |  |  | Castors, 1-1/2" (31-7/8" work surface height = LP) |  | 322.5 | 322.5 | 645 | 50 | 322.5 | 0.00 | 0 | 0 |  | 0.0 |  | True | 1
707 | Waring | WPG300 | 1 | ea | Panini Grill | Panini Ottimo™ Dual Panini Grill, electric, double, 17" x 9-1/4" cooking surface, hinged auto-balancing top plate with heat resistant handles, ribbed cast iron plates, adjustable thermostats 570°F (300°C), indicator lights, brushed stainless steel body & removable drip tray, 3.2kW, 240v/60/1-ph, 13.3 amps, NEMA 6-20P, UL, NSF |  | 979.34 | 979.34 | 1958.68 | 50 | 979.34 | 75.80 | 0 | 0 | ups | 3.56100 |  | True | 1
|  |  | 1 |  |  | 1 year limited warranty, standard (nc) For Customer Care & Product Service, please contact: (800) 269-6640 waring_service@conair.com Waring Customer Care 314 Ella T. Grasso Ave Torrington, CT 06790 |  | 0 | 0 | 0 |  | 0 | 0.00 | 0 | 0 |  | 0.0 |  | True | 1
708 | True Mfg. - General Foodservice | TUC-27-HC | 1 | ea | Undercounter Refrigerator | Undercounter Refrigerator, 33 - 38°F, (1) stainless steel door, (2) PVC coated adjustable wire shelves, stainless steel top, front & sides, clear coated aluminum interior with stainless steel floor, R290 Hydrocarbon refrigerant, 1/6 HP, 115v/60/1-ph, 2.0 amps, NEMA 5-15P, cULus, UL EPH Classified, CE, Made in USA |  | 3574 | 3574 | 7148 | 50 | 3574 | 195.00 | 0 | 0 | 150 | 28.00000 |  | True | 1
|  |  | 1 | ea |  | 7 year compressor warranty, 7 years parts warranty, 7 year labor warranty, standard. Visit www.truemfg.com for specifics. |  | 0 | 0 | 0 |  | 0 | 0.00 | 0 | 0 |  | 0.0 |  | True | 1
|  |  | 1 |  |  | Self-contained refrigeration standard |  | 0 | 0 | 0 |  | 0 | 0.00 | 0 | 0 |  | 0.0 |  | True | 1
|  |  | 1 |  |  | Left hinge |  | 0 | 0 | 0 |  | 0 | 0.00 | 0 | 0 |  | 0.0 |  | True | 1
|  |  | 1 |  |  | Bolt locks, factory installed, standard |  | 0 | 0 | 0 |  | 0 | 0.00 | 0 | 0 |  | 0.0 |  | True | 1
|  |  | 1 |  |  | Castors, 1-1/2" (31-7/8" work surface height = LP) |  | 322.5 | 322.5 | 645 | 50 | 322.5 | 0.00 | 0 | 0 |  | 0.0 |  | True | 1
709 |  |  | 0 |  | SpareNo | SpareNo |  | 0 | 0 | 0 |  | 0 | 0.00 | 0 | 0 |  | 0.0 |  | True | 0 | SpareNo
710 |  |  | 0 |  | SpareNo | SpareNo |  | 0 | 0 | 0 |  | 0 | 0.00 | 0 | 0 |  | 0.0 |  | True | 0 | SpareNo
711 | Custom Fabrication | STAINLESS STEEL | 1 | ea | TRASH CHUTE |  |  | 0 | 0 | 0 |  | 0 | 0.00 | 0 | 0 |  | 0.0 |  | True | 0
712 | Rubbermaid | FG354060GRAY | 1 | ea | TRASH RECEPTACLE | Slim Jim® Container, 23 gallon, 22"W x 11"D x 30"H, with venting channels, molded-in handles, general purpose waste, open type without lid, high-impact plastic construction, gray, Made in USA |  | 47.13 | 47.13 | 94.26 | 50 | 47.13 | 8.24 | 0 | 0 | 150 | 0.0 |  | True | 4
713 | Advance Tabco | 7-PS-42 | 1 | ea | DROP-IN HAND SINK | Recessed Hand Sink, 14"W x 10"D x 5" deep sink bowl, includes: 4" OC deck mounted gooseneck faucet with aerator, soap & paper towel dispensers, 4"H side splashes, 304 stainless steel, NSF (countertop opening not to exceed 17-1/4" (front to back) x 17-3/8" (left to right)) |  | 1332.5 | 1332.5 | 2665 | 50 | 1332.5 | 30.00 | 0 | 0 | 100 | 2.00000 |  | True | 1
| Advance Tabco | K-316-LU | 1 | ea |  | Wrist Handles Only, for splash or deck mount hand sink faucet (1 pair hot & cold 4" long blades), fits faucets supplied after November 2015 with hot & cold color rings that do not have exposed screw head |  | 57 | 57 | 114 | 50 | 57 | 2.00 | 0 | 0 | 77.5 | 0.0 |  | True | 1
| Advance Tabco | 7-PS-10 | 1 | ea |  | P-trap, heavy duty, 1-1/2", 17 gauge |  | 64 | 64 | 128 | 50 | 64 | 1.00 | 0 | 0 | 77.5 | 0.0 |  | True | 1
714 | FETCO | CBS-52H-15 (C52016) | 1 | ea | Coffee Brewer | Handle Operated Series Coffee Brewer, twin, 1.5 gallon capacity, automatic, on/off switch, two-portion standard, gravity flow dispense tube system, programmable recipes, gourmet coffee brew basket locks during brew cycle, hot water service, tank drain, 2 x 3.0kW heaters, 120/208-240v, 1-ph, 3+G wires, 22.0 - 25.4 max amp draw, 4.6 -6.1kW, terminal block, 10.5 - 15.0 gallons per hour, UL, cUL, NSF (Use with FETCO D449, D452, or D009 - sold separately) |  | 2070 | 2070 | 4140 | =Net= | 2070 | 100.00 | 0 | 0 | 125 | 0.0 |  | True | 1
|  |  | 1 |  |  | NOTE: Pricing and specifications subject to change with or without notice - Please call 1.800.FETCO.99 for confirmation |  | 0 | 0 | 0 |  | 0 | 0.00 | 0 | 0 |  | 0.0 |  | True | 1
|  |  | 1 |  |  | Circuit board: 3 year parts & 1 year labor warranty, standard |  | 0 | 0 | 0 |  | 0 | 0.00 | 0 | 0 |  | 0.0 |  | True | 1
|  |  | 1 |  |  | Electro-mechanical parts: 2 year parts & 1 year labor warranty, standard |  | 0 | 0 | 0 |  | 0 | 0.00 | 0 | 0 |  | 0.0 |  | True | 1
|  |  | 1 |  |  | All other parts: 1 year parts & 1 year labor warranty, standard |  | 0 | 0 | 0 |  | 0 | 0.00 | 0 | 0 |  | 0.0 |  | True | 1
| FETCO | D009 | 2 | ea |  | TPD-15 LUXUS® Thermal Dispenser, 1.5 gallon, stainless steel construction, twist & remove lid, thermally insulated, faucet & gauge guards, side handles |  | 292 | 584 | 583 | =Net= | 292 | 15.00 | 0 | 0 | 125 | 0.0 |  | True | 1
|  |  | 1 |  |  | 1 year parts warranty, standard |  | 0 | 0 | 0 |  | 0 | 0.00 | 0 | 0 |  | 0.0 |  | True | 1
|  |  | 1 |  |  | Black dispenser faucet, standard |  | 0 | 0 | 0 |  | 0 | 0.00 | 0 | 0 |  | 0.0 |  | True | 1
715 |  |  | 0 |  | SpareNo | SpareNo |  | 0 | 0 | 0 |  | 0 | 0.00 | 0 | 0 |  | 0.0 |  | True | 0 | SpareNo
715 | Everpure | EV932401 | 1 | ea | Water Filtration System | Insurice® Water Filtration System, Insurice® Single-i2000², Single, (1) i2000² Micro-Pure® II Precoat primary filtration cartridge, reduces chlorine, taste & odor, inhibits scale, outlet pressure gauge, flushing valve, 9,000 gallons, 1.67 gpm, 0.5 micron, 3/8" inlet, 3/8" outlet, NSF 42 & 53 (EV932401) |  | 231.2 | 231.2 | 462.4 | 50 | 231.2 | 6.00 | 0 | 0 | 70 | 0.0 |  | True | 1
716 | FETCO | GR-2.2 (G02012) | 1 | ea | Coffee Grinder | Coffee Grinder, portion controlled, (2) 5 lb. capacity, removable-dishwasher-safe hopper, (2) portion sizes per side, digital, adjustable grind settings, 8 oz. per minute grind rate (medium), slicing type grinding burrs, adjustable brew basket rails, 0.5 HP motor power, 120v, 1-ph, 2+G wires, 5.7 max amp draw, 0.37kW, NEMA 5-15P |  | 1351 | 1351 | 2702 | =Net= | 1351 | 65.00 | 0 | 0 | 77.5 | 0.0 |  | True | 1
|  |  | 1 |  |  | NOTE: Pricing and specifications subject to change with or without notice - Please call 1.800.FETCO.99 for confirmation |  | 0 | 0 | 0 |  | 0 | 0.00 | 0 | 0 |  | 0.0 |  | True | 1
|  |  | 1 |  |  | Circuit board: 3 year parts & 1 year labor warranty, standard |  | 0 | 0 | 0 |  | 0 | 0.00 | 0 | 0 |  | 0.0 |  | True | 1
|  |  | 1 |  |  | Electro-mechanical parts: 2 year parts & 1 year labor warranty, standard |  | 0 | 0 | 0 |  | 0 | 0.00 | 0 | 0 |  | 0.0 |  | True | 1
|  |  | 1 |  |  | All other parts: 1 year parts & 1 year labor warranty, standard |  | 0 | 0 | 0 |  | 0 | 0.00 | 0 | 0 |  | 0.0 |  | True | 1
717 | Custom Fabrication | STAINLESS STEEL | 1 | ea | KNOCK BOX |  |  | 0 | 0 | 0 |  | 0 | 0.00 | 0 | 0 |  | 0.0 |  | True | 0
718 | Rubbermaid | FG354060GRAY | 1 | ea | TRASH RECEPTACLE | Slim Jim® Container, 23 gallon, 22"W x 11"D x 30"H, with venting channels, molded-in handles, general purpose waste, open type without lid, high-impact plastic construction, gray, Made in USA |  | 47.13 | 47.13 | 94.26 | 50 | 47.13 | 8.24 | 0 | 0 | 150 | 0.0 |  | True | 4
719 |  |  | 0 |  | SpareNo | SpareNo |  | 0 | 0 | 0 |  | 0 | 0.00 | 0 | 0 |  | 0.0 |  | True | 0 | SpareNo
720 |  |  | 0 |  | SpareNo | SpareNo |  | 0 | 0 | 0 |  | 0 | 0.00 | 0 | 0 |  | 0.0 |  | True | 0 | SpareNo
721 | BUNN | 52000.0100 | 1 | ea | Iced Tea Brewer | 52000.0100 ITB Automatic Tea Brewer, with Infusion Series technology: (3) brew buttons & (2) batch sizes, multidirectional Peak Extraction™ spray head, pre-infusion & pulse brew, programmable digital display, digital temperature control, USB programming capable, translucent tea funnel, stainless steel exterior, 1.7kW, 120v/60/1-ph, 14.0 amps, cord, NEMA 5-15P, UL, NSF |  | 1628.69 | 1628.69 | 1628.69 |  | 1628.69 | 41.50 | 0 | 0 | 150 | 7.65500 |  | True | 1
| BUNN | 34100.0002 | 1 | ea |  | 34100.0002 TDO-4 Iced Tea/Coffee Dispenser, cylinder style, 4 gallon capacity (15.1 litres), sump dispense valve, oval shape brew-through plastic lid, faucet handles are labeled sweetened & unsweetened, side handles, NSF |  | 161.78 | 161.78 | 161.78 |  | 161.78 | 10.70 | 0 | 0 | 150 | 1.85900 |  | True | 1
722 | FETCO | HWB-2105 (B210551) | 1 | ea | Hot Water Dispenser | Hot Water Dispenser, 5 gallon, traditional pull faucet with soft silicone tap, touch screen interface, metrics and diagnostic screens, insulated top and sides, mixed material construction, 1 x 3.0kW heater, 208-240v, 1-ph, 2+G wires, 12.9 max amp draw, 3.1kW, terminal block, 6.0 - 7.0 gallons per hour, UL, cUL, NSF |  | 1074 | 1074 | 2148 | =Net= | 1074 | 44.00 | 0 | 0 | 125 | 5.60000 |  | True | 1
|  |  | 1 |  |  | NOTE: Pricing and specifications subject to change with or without notice - Please call 1.800.FETCO.99 for confirmation |  | 0 | 0 | 0 |  | 0 | 0.00 | 0 | 0 |  | 0.0 |  | True | 1
|  |  | 1 |  |  | Circuit board: 3 year parts & 1 year labor warranty, standard |  | 0 | 0 | 0 |  | 0 | 0.00 | 0 | 0 |  | 0.0 |  | True | 1
|  |  | 1 |  |  | Electro-mechanical parts: 2 year parts & 1 year labor warranty, standard |  | 0 | 0 | 0 |  | 0 | 0.00 | 0 | 0 |  | 0.0 |  | True | 1
|  |  | 1 |  |  | All other parts: 1 year parts & 1 year labor warranty, standard |  | 0 | 0 | 0 |  | 0 | 0.00 | 0 | 0 |  | 0.0 |  | True | 1
723 | True Mfg. - General Foodservice | TUC-48-HC | 1 | ea | Undercounter Refrigerator | Undercounter Refrigerator, 33 - 38°F, (2) stainless steel doors, (4) PVC coated adjustable wire shelves, stainless steel top & sides, aluminum interior with stainless steel floor, R290 Hydrocarbon refrigerant, 1/5 HP, 115v/60/1-ph, 3.0 amps, NEMA 5-15P, cULus, UL EPH Classified, CE, Made in USA |  | 5367.5 | 5367.5 | 10735 | 50 | 5367.5 | 260.00 | 0 | 0 | 150 | 47.00000 |  | True | 1
|  |  | 1 | ea |  | 7 year compressor warranty, 7 years parts warranty, 7 year labor warranty, standard. Visit www.truemfg.com for specifics. |  | 0 | 0 | 0 |  | 0 | 0.00 | 0 | 0 |  | 0.0 |  | True | 1
|  |  | 1 |  |  | Self-contained refrigeration standard |  | 0 | 0 | 0 |  | 0 | 0.00 | 0 | 0 |  | 0.0 |  | True | 1
|  |  | 1 |  |  | Bolt locks, factory installed, standard |  | 0 | 0 | 0 |  | 0 | 0.00 | 0 | 0 |  | 0.0 |  | True | 1
|  |  | 1 |  |  | Castors, 1-1/2" (31-7/8" work surface height = LP) |  | 322.5 | 322.5 | 645 | 50 | 322.5 | 0.00 | 0 | 0 |  | 0.0 |  | True | 1
723 | True Mfg. - General Foodservice | TUC-27-HC | 1 | ea | Undercounter Refrigerator | Undercounter Refrigerator, 33 - 38°F, (1) stainless steel door, (2) PVC coated adjustable wire shelves, stainless steel top, front & sides, clear coated aluminum interior with stainless steel floor, R290 Hydrocarbon refrigerant, 1/6 HP, 115v/60/1-ph, 2.0 amps, NEMA 5-15P, cULus, UL EPH Classified, CE, Made in USA |  | 3574 | 3574 | 7148 | 50 | 3574 | 195.00 | 0 | 0 | 150 | 28.00000 |  | True | 1
|  |  | 1 | ea |  | 7 year compressor warranty, 7 years parts warranty, 7 year labor warranty, standard. Visit www.truemfg.com for specifics. |  | 0 | 0 | 0 |  | 0 | 0.00 | 0 | 0 |  | 0.0 |  | True | 1
|  |  | 1 |  |  | Self-contained refrigeration standard |  | 0 | 0 | 0 |  | 0 | 0.00 | 0 | 0 |  | 0.0 |  | True | 1
|  |  | 1 |  |  | Left hinge |  | 0 | 0 | 0 |  | 0 | 0.00 | 0 | 0 |  | 0.0 |  | True | 1
|  |  | 1 |  |  | Bolt locks, factory installed, standard |  | 0 | 0 | 0 |  | 0 | 0.00 | 0 | 0 |  | 0.0 |  | True | 1
|  |  | 1 |  |  | Castors, 1-1/2" (31-7/8" work surface height = LP) |  | 322.5 | 322.5 | 645 | 50 | 322.5 | 0.00 | 0 | 0 |  | 0.0 |  | True | 1
724 | Delfield | 305 | 1 | ea | Drop-In Ice Bin | Ice Bin/Chest, with cover, drop-in design, 21-1/4" W x 15-1/4" D x 13" H, 45 pound ice capacity, (17-3/4" x 12-1/2" cutout required), NSF |  | 1037.5 | 1037.5 | 2075 | 50 | 1037.5 | 18.00 | 0 | 0 | 85 | 0.0 |  | True | 1
|  |  | 1 | ea |  | Introducing: Freight Made Simple 6% on Single purchase orders shipping to one location**. Liftgate & inside delivery not included. Nationwide Freight* *Continental United States only **6% Must be manually calculated on your purchase order total, $200 minimum. If you have any questions, please contact Customer Service at 1-800-733-8948 |  | 0 | 0 | 0 |  | 0 | 0.00 | 0 | 0 |  | 0.0 |  | True | 1
| Delfield | 0460000N | 1 | ea |  | 1 year parts & labor warranty, standard |  | 0 | 0 | 0 |  | 0 | 0.00 | 0 | 0 |  | 0.0 |  | True | 1
725 |  |  | 0 |  | SpareNo | SpareNo |  | 0 | 0 | 0 |  | 0 | 0.00 | 0 | 0 |  | 0.0 |  | True | 0 | SpareNo
726 | Vitamix | 036019-ABAB | 2 | ea | BLENDER | The Quiet One® Twist Lock Blender (VM0145), countertop, 48 oz. (1.4 liter) capacity, clear Tritan™ BPA free Advance® container, 24-1/2"H with lid open, stackable, removable compact twist lock cover, (6) touch control buttons with (34) program options, includes: Advance® blade assembly & lid, 3-peak HP, 120v/50/60/1-ph, 15.0 amps, NEMA 5-15P, RoHs compliant, CE, cULus, NSF |  | 1327.885 | 2655.78 | 2655.77 | 50 | 1327.885 | 23.10 | 0 | 0 | 85 | 2.30000 |  | True | 1
|  |  | 2 |  |  | 3 years warranty on motor base parts & 1 year warranty on labor, standard |  | 0 | 0 | 0 |  | 0 | 0.00 | 0 | 0 |  | 0.0 |  | True | 1
727 | GC |  | 1 | ea | MILLWORK SURROUND | MILLWORK BY GENERAL CONTRACTOR |  | 0 | 0 | 0 |  | 0 | 0.00 | 0 | 0 |  | 0.0 |  | True | 0
728 | Custom Fabrication | STAINLESS STEEL | 1 | ea | TRASH CHUTE |  |  | 0 | 0 | 0 |  | 0 | 0.00 | 0 | 0 |  | 0.0 |  | True | 0
729 |  |  | 0 |  | SpareNo | SpareNo |  | 0 | 0 | 0 |  | 0 | 0.00 | 0 | 0 |  | 0.0 |  | True | 0 | SpareNo
730 |  |  | 0 |  | SpareNo | SpareNo |  | 0 | 0 | 0 |  | 0 | 0.00 | 0 | 0 |  | 0.0 |  | True | 0 | SpareNo
731 | Rubbermaid | FG354060GRAY | 1 | ea | TRASH RECEPTACLE | Slim Jim® Container, 23 gallon, 22"W x 11"D x 30"H, with venting channels, molded-in handles, general purpose waste, open type without lid, high-impact plastic construction, gray, Made in USA |  | 47.13 | 47.13 | 94.26 | 50 | 47.13 | 8.24 | 0 | 0 | 150 | 0.0 |  | True | 4
732 | Dispense-Rite | WLO-1B | 1 | ea | Condiment Caddy | Lid, Straw & Condiment Organizer, wide, removable section dividers, 16-1/2"H x 15"W x 20-1/2"D, polystyrene, black |  | 168 | 168 | 336 | 50 | 168 | 15.00 | 0 | 0 | ups | 3.87000 |  | True | 1
|  |  | 1 | ea |  | 1 year limited warranty, standard |  | 0 | 0 | 0 |  | 0 | 0.00 | 0 | 0 |  | 0.0 |  | True | 1
733 |  |  | 0 |  | SpareNo | SpareNo |  | 0 | 0 | 0 |  | 0 | 0.00 | 0 | 0 |  | 0.0 |  | True | 0 | SpareNo
734 | F&O | LINEA CLASSIC S 2 EE | 1 | ea | Espresso Machine | La Marzocco Linea Classic S EE Espresso Machine, 2 group, semi-automatic, manual dosage, (2) boilers, 3.4L espresso boiler, 7L steam boiler, dual PID coffee brew & steam temperature control, (2) half turn valve steam wands, (1) hot water tap, Pro app compatible, polished stainless steel body, 208-240v/60/1, 4600 watts, 22.0 amps, cord requires NEMA L6-30P, NSF, UL/ETL listed |  | 10241 | 10241 | 14630 | =Net= | 10241 | 174.20 | 0 | 0 | 92.5 | 0.0 |  | True | 1
|  |  | 1 |  |  | 1 year parts & labor warranty for defects, standard |  | 0 | 0 | 0 |  | 0 | 0.00 | 0 | 0 |  | 0.0 |  | True | 1
|  |  | 1 |  |  | Pricing includes off-site prep & pre-installation test, local area delivery, final hookup, calibration, and basic operational training at time of installation. Freight charges to area servicing distributor not included. Additional local area travel charges may apply if outside of a major metropolitan area |  | 0 | 0 | 0 |  | 0 | 0.00 | 0 | 0 |  | 0.0 |  | True | 1
|  |  | 1 |  |  | Accessories & Installation Kit: (1) each External pump and motor, Drain hose, Hose clamp for drain hose, Purocaff powder (and MSDS), Blind basket, Array of sizes of baskets (including a single basket), Tamper, 20" hose, (1) 3/8 compression 36" hose, Portafilters (1 per spout), Manual |  | 0 | 0 | 0 |  | 0 | 0.00 | 0 | 0 |  | 0.0 |  | True | 1
735 |  |  | 0 |  | SpareNo | SpareNo |  | 0 | 0 | 0 |  | 0 | 0.00 | 0 | 0 |  | 0.0 |  | True | 0 | SpareNo
736 | True Mfg. - General Foodservice | TUC-27-HC | 1 | ea | Undercounter Refrigerator | Undercounter Refrigerator, 33 - 38°F, (1) stainless steel door, (2) PVC coated adjustable wire shelves, stainless steel top, front & sides, clear coated aluminum interior with stainless steel floor, R290 Hydrocarbon refrigerant, 1/6 HP, 115v/60/1-ph, 2.0 amps, NEMA 5-15P, cULus, UL EPH Classified, CE, Made in USA |  | 3574 | 3574 | 7148 | 50 | 3574 | 195.00 | 0 | 0 | 150 | 28.00000 |  | True | 1
|  |  | 1 | ea |  | 7 year compressor warranty, 7 years parts warranty, 7 year labor warranty, standard. Visit www.truemfg.com for specifics. |  | 0 | 0 | 0 |  | 0 | 0.00 | 0 | 0 |  | 0.0 |  | True | 1
|  |  | 1 |  |  | Self-contained refrigeration standard |  | 0 | 0 | 0 |  | 0 | 0.00 | 0 | 0 |  | 0.0 |  | True | 1
|  |  | 1 |  |  | Left hinge |  | 0 | 0 | 0 |  | 0 | 0.00 | 0 | 0 |  | 0.0 |  | True | 1
|  |  | 1 |  |  | Bolt locks, factory installed, standard |  | 0 | 0 | 0 |  | 0 | 0.00 | 0 | 0 |  | 0.0 |  | True | 1
|  |  | 1 |  |  | Castors, 1-1/2" (31-7/8" work surface height = LP) |  | 322.5 | 322.5 | 645 | 50 | 322.5 | 0.00 | 0 | 0 |  | 0.0 |  | True | 1
737 | Nuova Simonelli | G60 | 2 | ea | ESPRESSO GRINDER | G60 On Demand Espresso Coffee Grinder (AMG 6021), automatic doser, 0.3kg. hopper capacity, micrometric grind adjustment, 60mm grinding burrs, with portafilter holder, stainless steel body, painted black, 1350 RPM, 220W, 2.0 amp, 110v/60/1-ph, NEMA 5-15P, CSA, UL, NSF |  | 1300 | 2600 | 1300 |  | 1300 | 30.00 | 0 | 0 | 175 | 0.0 |  | True | 1
|  |  | 2 |  |  | 2 year parts warranty on espresso equipment, standard |  | 0 | 0 | 0 |  | 0 | 0.00 | 0 | 0 |  | 0.0 |  | True | 1
|  |  | 2 |  |  | Black body, standard |  | 0 | 0 | 0 |  | 0 | 0.00 | 0 | 0 |  | 0.0 |  | True | 1
738 | Custom Fabrication | STAINLESS STEEL | 1 | ea | KNOCK BOX |  |  | 0 | 0 | 0 |  | 0 | 0.00 | 0 | 0 |  | 0.0 |  | True | 0
739 |  |  | 0 |  | SpareNo | SpareNo |  | 0 | 0 | 0 |  | 0 | 0.00 | 0 | 0 |  | 0.0 |  | True | 0 | SpareNo
740 |  |  | 0 |  | SpareNo | SpareNo |  | 0 | 0 | 0 |  | 0 | 0.00 | 0 | 0 |  | 0.0 |  | True | 0 | SpareNo
741 | Rubbermaid | FG354060GRAY | 1 | ea | TRASH RECEPTACLE | Slim Jim® Container, 23 gallon, 22"W x 11"D x 30"H, with venting channels, molded-in handles, general purpose waste, open type without lid, high-impact plastic construction, gray, Made in USA |  | 47.13 | 47.13 | 94.26 | 50 | 47.13 | 8.24 | 0 | 0 | 150 | 0.0 |  | True | 4
742 | OS&E | POS SYSTEM | 2 | ea | POS SYSTEM | BY OS&E |  | 0 | 0 | 0 |  | 0 | 0.00 | 0 | 0 |  | 0.0 |  | True | 0
743 | Dispense-Rite | ADJ-2 | 2 | ea | Disposable Cup Dispenser | Cup Dispenser, in-counter, adjustable, two spring (F & P), accommodates cups 8 oz. to 44 oz. with rim diameter range 3" - 4-5/8", ring bezel 6-7/8", 22" long, stainless steel construction, for paper, plastic and foam cups in vertical, horizontal or angled mounting, NSF |  | 86 | 172 | 172 | 50 | 86 | 5.00 | 0 | 0 | ups | 0.0 |  | True | 6
|  |  | 2 | ea |  | 1 year limited warranty, standard |  | 0 | 0 | 0 |  | 0 | 0.00 | 0 | 0 |  | 0.0 |  | True | 1
744 | Structural Concepts | NR4851RRSSV | 1 | ea | REFRIGERATED/AMBIENT GRAB N GO CASE | Reveal® Combination Convertible Service Above Refrigerated Self-Service Case, freestanding, 47-3/4"W, 50-3/4" H, Breeze-E (Type II) with EnergyWise self-contained refrigeration, LED top light, fixed vertical glass, black front panel, upper rear clear glass sliding doors, blue fin coated coil, condensate pan, black exterior & interior, cETLus, ETL-Sanitation |  | 25133.5 | 25133.5 | 35905 | 30 | 25133.5 | 950.00 | 0 | 0 | 150 | 0.0 |  | True | 1
|  |  | 1 |  |  | NOTE: If GFCI is required, a GFCI breaker MUST be used in lieu of a GFCI receptacle |  | 0 | 0 | 0 |  | 0 | 0.00 | 0 | 0 |  | 0.0 |  | True | 1
| Structural Concepts | NESHIPNOTE | 1 | ea |  | Must ship prepaid/add SCC will ship via air ride truck using a carrier that will not transfer the freight Glass warranty only applicable to first point of delivery |  | 0 | 0 | 0 |  | 0 | 0.00 | 0 | 0 |  | 0.0 |  | True | 1
|  |  | 1 |  |  | 1 yr. parts & labor warranty, 5 yr. compressor warranty, standard |  | 0 | 0 | 0 |  | 0 | 0.00 | 0 | 0 |  | 0.0 |  | True | 1
|  |  | 1 |  |  | Refrigeration: Breeze-E (Type II) self-contained refrigeration rear access, standard |  | 0 | 0 | 0 |  | 0 | 0.00 | 0 | 0 |  | 0.0 |  | True | 1
|  |  | 1 |  |  | Electrical: 110-120v/60/1-ph, 15.22 amps, 1231 watts, standard |  | 0 | 0 | 0 |  | 0 | 0.00 | 0 | 0 |  | 0.0 |  | True | 1
|  |  | 1 |  |  | Electrical Connection: 10' Straight blade power cord (self-cont.), NEMA 5-20P, standard |  | 0 | 0 | 0 |  | 0 | 0.00 | 0 | 0 |  | 0.0 |  | True | 1
|  |  | 1 |  |  | Base Support: Adjustable, locking casters (self-cont.), standard |  | 0 | 0 | 0 |  | 0 | 0.00 | 0 | 0 |  | 0.0 |  | True | 1
|  |  | 1 |  |  | Interior Color: Powder coated SCC Standard Silversan Black (FDA compliant) |  | 0 | 0 | 0 |  | 0 | 0.00 | 0 | 0 |  | 0.0 |  | True | 1
|  |  | 1 |  |  | Frame Exterior: Powder coated SCC Standard Silversan Black (FDA compliant), standard |  | 0 | 0 | 0 |  | 0 | 0.00 | 0 | 0 |  | 0.0 |  | True | 1
|  |  | 1 | ea |  | Panel Exterior Color: Laminate standard color 909-58 Black |  | 0 | 0 | 0 |  | 0 | 0.00 | 0 | 0 |  | 0.0 |  | True | 1
| Structural Concepts | GRAIN DIRECTION | 1 | ea |  | Standard laminate grain directions (when applicable): - Front Panels (Upper Header and Lower Panels): Horizontal grain direction - End Panels: Vertical grain direction - Blend & Reveal Cases Only: Horizontal grain direction on front and end panels |  | 0 | 0 | 0 |  | 0 | 0.00 | 0 | 0 |  | 0.0 |  | True | 1
|  |  | 1 |  |  | Lower Front Panel Color: Powder coated SCC Standard Silversan Black (FDA compliant), standard |  | 0 | 0 | 0 |  | 0 | 0.00 | 0 | 0 |  | 0.0 |  | True | 1
|  |  | 1 |  |  | Lower Rear Doors: None (solid back panel), standard |  | 0 | 0 | 0 |  | 0 | 0.00 | 0 | 0 |  | 0.0 |  | True | 1
|  |  | 1 |  |  | Upper Rear Doors: Clear glass rear sliding doors, standard |  | 0 | 0 | 0 |  | 0 | 0.00 | 0 | 0 |  | 0.0 |  | True | 1
|  |  | 1 |  |  | Lower Rear Panel Color: Powder coated SCC Standard Silversan Black (FDA compliant), standard |  | 0 | 0 | 0 |  | 0 | 0.00 | 0 | 0 |  | 0.0 |  | True | 1
|  |  | 1 |  |  | Lights: LED 3500K with frost lens, standard |  | 0 | 0 | 0 |  | 0 | 0.00 | 0 | 0 |  | 0.0 |  | True | 1
745 |  |  | 0 |  | SpareNo | SpareNo |  | 0 | 0 | 0 |  | 0 | 0.00 | 0 | 0 |  | 0.0 |  | True | 0 | SpareNo
746 | GC |  | 1 | ea | FLIP TOP DOOR | MILLWORK BY GENERAL CONTRACTOR |  | 0 | 0 | 0 |  | 0 | 0.00 | 0 | 0 |  | 0.0 |  | True | 0
747 | Structural Concepts | B5932 | 1 | ea | REFRIGERATED GRAB-N-GO CASE | Oasis® Self-Service Refrigerated Merchandiser, 59-3/4"W, high profile, open front, (4) non-lighted shelves, top light, Breeze-E (Type ll) with EnergyWise self-contained refrigeration system, Blue Fin coated coil, one piece formed ABS plastic tub, black interior, full end panels with mirror, cETLus, ETL-Sanitation |  | 17437 | 17437 | 24910 | 30 | 17437 | 1100.00 | 0 | 0 | 150 | 0.0 |  | True | 1
|  |  | 1 |  |  | NOTE: If GFCI is required, a GFCI breaker MUST be used in lieu of a GFCI receptacle |  | 0 | 0 | 0 |  | 0 | 0.00 | 0 | 0 |  | 0.0 |  | True | 1
|  |  | 1 |  |  | 1 yr. parts & labor warranty, 5 yr. compressor warranty, standard |  | 0 | 0 | 0 |  | 0 | 0.00 | 0 | 0 |  | 0.0 |  | True | 1
|  |  | 1 |  |  | Refrigeration: Breeze-E (Type II) self-contained refrigeration, lower front air intake/upper front air discharge, standard |  | 0 | 0 | 0 |  | 0 | 0.00 | 0 | 0 |  | 0.0 |  | True | 1
|  |  | 1 |  |  | Electrical: 208-240v/60/1ph, 12 amps, standard |  | 0 | 0 | 0 |  | 0 | 0.00 | 0 | 0 |  | 0.0 |  | True | 1
|  |  | 1 |  |  | Electrical Connection: 6' straight blade power cord NEMA 6-20P (base exit), standard |  | 0 | 0 | 0 |  | 0 | 0.00 | 0 | 0 |  | 0.0 |  | True | 1
|  |  | 1 |  |  | NOTE: Compressor air intake through lower front & channeled up rear & out upper front, front panel cannot be blocked |  | 0 | 0 | 0 |  | 0 | 0.00 | 0 | 0 |  | 0.0 |  | True | 1
|  |  | 1 |  |  | Base Support: Casters with levelers (self-cont.), standard |  | 0 | 0 | 0 |  | 0 | 0.00 | 0 | 0 |  | 0.0 |  | True | 1
|  |  | 1 |  |  | Interior Color: Powder coated SCC Standard Silversan Black (FDA compliant), standard |  | 0 | 0 | 0 |  | 0 | 0.00 | 0 | 0 |  | 0.0 |  | True | 1
|  |  | 1 | ea |  | Exterior Color: Laminate standard color 909-58 Black |  | 0 | 0 | 0 |  | 0 | 0.00 | 0 | 0 |  | 0.0 |  | True | 1
| Structural Concepts | GRAIN DIRECTION | 1 | ea |  | Standard laminate grain directions (when applicable): - Front Panels (Upper Header and Lower Panels): Horizontal grain direction - End Panels: Vertical grain direction - Blend & Reveal Cases Only: Horizontal grain direction on front and end panels |  | 0 | 0 | 0 |  | 0 | 0.00 | 0 | 0 |  | 0.0 |  | True | 1
|  |  | 1 |  |  | Rear Exterior Color: Black, standard |  | 0 | 0 | 0 |  | 0 | 0.00 | 0 | 0 |  | 0.0 |  | True | 1
|  |  | 1 |  |  | Rear Doors: None (solid back panel), standard |  | 0 | 0 | 0 |  | 0 | 0.00 | 0 | 0 |  | 0.0 |  | True | 1
|  |  | 1 |  |  | Lower Front Panel Color: Powder coated SCC Standard Silversan Black (FDA compliant), standard |  | 0 | 0 | 0 |  | 0 | 0.00 | 0 | 0 |  | 0.0 |  | True | 1
|  |  | 1 |  |  | End Panel Left: Full with stainless steel mirror interior, standard |  | 0 | 0 | 0 |  | 0 | 0.00 | 0 | 0 |  | 0.0 |  | True | 1
|  |  | 1 |  |  | End Panel Right: Full with stainless steel mirror interior, standard |  | 0 | 0 | 0 |  | 0 | 0.00 | 0 | 0 |  | 0.0 |  | True | 1
|  |  | 1 |  |  | Thermometer: Digital fahrenheit thermometer, standard |  | 0 | 0 | 0 |  | 0 | 0.00 | 0 | 0 |  | 0.0 |  | True | 1
|  |  | 1 |  |  | Lights: LED 4000K with frosted lens, standard |  | 0 | 0 | 0 |  | 0 | 0.00 | 0 | 0 |  | 0.0 |  | True | 1
748 |  |  | 0 |  | SpareNo | SpareNo |  | 0 | 0 | 0 |  | 0 | 0.00 | 0 | 0 |  | 0.0 |  | True | 0 | SpareNo
749 |  |  | 0 |  | SpareNo | SpareNo |  | 0 | 0 | 0 |  | 0 | 0.00 | 0 | 0 |  | 0.0 |  | True | 0 | SpareNo
750 |  |  | 0 |  | SpareNo | SpareNo |  | 0 | 0 | 0 |  | 0 | 0.00 | 0 | 0 |  | 0.0 |  | True | 0 | SpareNo
751 | Scotsman | ICS-CP | 1 | ea | ICE CART | Replacement poly cart for Ice Express Transport System, ice storage capacity up to 250 lb, engineered and assembled in USA |  | 2756.5 | 2756.5 | 5513 | 50 | 2756.5 | 100.00 | 0 | 0 | 92.5 | 19.25926 |  | True | 1
752 |  |  | 0 |  | SpareNo | SpareNo |  | 0 | 0 | 0 |  | 0 | 0.00 | 0 | 0 |  | 0.0 |  | True | 0 | SpareNo
753 |  |  | 0 |  | SpareNo | SpareNo |  | 0 | 0 | 0 |  | 0 | 0.00 | 0 | 0 |  | 0.0 |  | True | 0 | SpareNo
754 |  |  | 0 |  | SpareNo | SpareNo |  | 0 | 0 | 0 |  | 0 | 0.00 | 0 | 0 |  | 0.0 |  | True | 0 | SpareNo
755-800 |  |  | 0 |  | SpareNo | SpareNo |  | 0 | 0 | 0 |  | 0 | 0.00 | 0 | 0 |  | 0.0 |  | True | 0 | SpareNo
|  |  | 0 |  |  | BULK STORAGE AREA |  | 0 | 0 | 0 |  | 0 | 0.00 | 0 | 0 |  | 0.0 |  | True | 0
801 | Vendor | BY VENDOR | 2 | ea | SODA SYSTEM AND RACK | BY VENDOR |  | 0 | 0 | 0 |  | 0 | 0.00 | 0 | 0 |  | 0.0 |  | True | 0
802 | Vendor | BY VENDOR | 3 | ea | CO2 TANK | BY VENDOR |  | 0 | 0 | 0 |  | 0 | 0.00 | 0 | 0 |  | 0.0 |  | True | 0
803 | Metro | 1848NC | 3 | ea | BEVERAGE STORAGE SHELVING | Super Erecta® Shelf, wire, 48"W x 18"D, plastic split sleeves are included in each carton, Metroseal 3™ epoxy-coated corrosion-resistant finish with Microban® antimicrobial protection, NSF | 0.05 | 384.9982 | 1155 | 733.33 | 50 | 366.665 | 12.00 | 0 | 0 | 70 | 0.8 |  | True | 1
804 | Micro Matic | MMPPWS | 1 | ea | BEER SYSTEM SHELF | Power Pack Wall Mount Shelf, 16 gauge stainless steel construction, includes pre-drilled mounting holes & lag bolt mounting kit |  | 387.2 | 387.2 | 774.4 | 50 | 387.2 | 25.00 | 0 | 0 |  | 0.0 |  | True | 1
805 |  |  | 0 |  | SpareNo | SpareNo |  | 0 | 0 | 0 |  | 0 | 0.00 | 0 | 0 |  | 0.0 |  | True | 0 | SpareNo
806 | Micro Matic | MMPP4301-PKG-WC | 1 | ea | BEER SYSTEM | Pro-Line™ Draft Beer System Power Pack, water-cooled, 30"W x 18"D x 28-3/4"H, (2) 80 gph vane circulating pumps with 1/3 HP motor each, 11.5 gallon capacity glycol bath with exterior sight glass, digital thermostat, insulated cabinet with cover, 3/8" female NPT, R134a, 2,300 BTU, 1/3 HP compressor, 115v/60/1-ph, 17.2 amps, NEMA L5-30P, cETLus |  | 3569.5 | 3569.5 | 7139 | 50 | 3569.5 | 128.00 | 0 | 0 | 92.5 | 0.0 |  | True | 1
|  |  | 1 | ea |  | 18 months on parts & one (1) year on labor. The compressor is warrantied for an additional three & one-half (3-1/2) years, standard |  | 0 | 0 | 0 |  | 0 | 0.00 | 0 | 0 |  | 0.0 |  | True | 1
807 | Metro | 1848NC | 6 | ea | DRY STORAGE SHELVING | Super Erecta® Shelf, wire, 48"W x 18"D, plastic split sleeves are included in each carton, Metroseal 3™ epoxy-coated corrosion-resistant finish with Microban® antimicrobial protection, NSF | 0.05 | 384.9982 | 2310 | 733.33 | 50 | 366.665 | 12.00 | 0 | 0 | 70 | 0.8 |  | True | 1
808 | Kloppenberg Products, LLC (Middleby) | IFS2400-250 | 1 | ea | ICE BIN | Ice Fill Station, 2576 lb. capacity, front access poly door, 34" minimum door clearance, insulated polyethylene snout, sloped interior walls, stainless steel base, adjustable flanged feet, includes (2) 250 lb. carts, scoop & paddle, NSF, Made in USA |  | 17313.5 | 17313.5 | 34627 | 50 | 17313.5 | 750.00 | 0 | 0 | 175 | 0.0 |  | True | 1
|  |  | 1 |  |  | NOTE: Purchase order must clearly indicate make, model and quantity of ice maker(s) being used with bin for PO to be processed |  | 0 | 0 | 0 |  | 0 | 0.00 | 0 | 0 |  | 0.0 |  | True | 1
809 |  |  | 0 |  | SpareNo | SpareNo |  | 0 | 0 | 0 |  | 0 | 0.00 | 0 | 0 |  | 0.0 |  | True | 0 | SpareNo
810 |  |  | 0 |  | SpareNo | SpareNo |  | 0 | 0 | 0 |  | 0 | 0.00 | 0 | 0 |  | 0.0 |  | True | 0 | SpareNo
811 | Scotsman | AP3-P | 1 | ea | WATER FILTRATION SYSTEM | AquaPatrol™ Plus Water Filtration System, triple system, 6.3 gallons per minute max flow, designed for cubers over 1,300 lb, cULus, NSF |  | 607.5 | 607.5 | 1215 | 50 | 607.5 | 16.00 | 0 | 0 | 92.5 | 3.12963 |  | True | 1
|  |  | 1 |  |  | NOTE: Sale of this product must comply with Scotsman's MSRP Policy; contact your Scotsman representative for details |  | 0 | 0 | 0 |  | 0 | 0.00 | 0 | 0 |  | 0.0 |  | True | 1
812 | Scotsman | C1448MW-3 | 1 | ea | ICE MACHINE | Prodigy Plus® Ice Maker, cube style, water-cooled, self-contained condenser, production capacity up to 1444 lb/24 hours at 70°/50° (1340 lb AHRI certified at 90°/70°), medium cube size, AutoAlert™ indicating lights, WaterSense adjustable purge control, one-touch cleaning, harvest assist, unit specific QR code, stainless steel finish, AgION™ antimicrobial protection, 208-230v/60/3-ph, 11.9 amps, cULus, NSF, CE, engineered and assembled in USA |  | 6849.5 | 6849.5 | 13699 | 50 | 6849.5 | 345.00 | 0 | 0 | 92.5 | 28.40000 |  | True | 1
|  |  | 1 |  |  | NOTE: Sale of this product must comply with Scotsman's MSRP Policy; contact your Scotsman representative for details |  | 0 | 0 | 0 |  | 0 | 0.00 | 0 | 0 |  | 0.0 |  | True | 1
|  |  | 1 |  |  | 3 year parts & labor warranties |  | 0 | 0 | 0 |  | 0 | 0.00 | 0 | 0 |  | 0.0 |  | True | 1
|  |  | 1 |  |  | 5 year parts & labor warranties on Evaporator |  | 0 | 0 | 0 |  | 0 | 0.00 | 0 | 0 |  | 0.0 |  | True | 1
|  |  | 1 |  |  | 5 year parts on compressor & condenser |  | 0 | 0 | 0 |  | 0 | 0.00 | 0 | 0 |  | 0.0 |  | True | 1
813 | Scotsman | FS0522W-1 | 1 | ea | ICE MACHINE | Prodigy Plus® Ice Maker, flake style, water-cooled, self-contained condenser, production capacity up to 530 lb/24 hours at 70°/50° (429 lb AHRI certified at 90°/70°), sealed maintenance-free bearings, AutoAlert™ indicating lights, unit specific QR code, stainless steel evaporator and auger, one-touch cleaning, stainless steel finish, AgION™ antimicrobial protection, R-404A refrigerant, 115v/60/1-ph, 12.1 amps, NSF, cULus, engineered and assembled in USA |  | 5499 | 5499 | 10998 | 50 | 5499 | 173.00 | 0 | 0 | 92.5 | 11.57000 |  | True | 1
|  |  | 1 |  |  | NOTE: Sale of this product must comply with Scotsman's MSRP Policy; contact your Scotsman representative for details |  | 0 | 0 | 0 |  | 0 | 0.00 | 0 | 0 |  | 0.0 |  | True | 1
|  |  | 1 |  |  | 3 year parts & labor warranties |  | 0 | 0 | 0 |  | 0 | 0.00 | 0 | 0 |  | 0.0 |  | True | 1
|  |  | 1 |  |  | 5 year parts on compressor |  | 0 | 0 | 0 |  | 0 | 0.00 | 0 | 0 |  | 0.0 |  | True | 1
814 | Scotsman | AP1-P | 1 | ea | Water Filtration System | AquaPatrol™ Plus Water Filtration System, single system, 2.1 gallons per minute max flow, designed for cubers up to 650 lb, and for flakers, nuggets & nugget dispensers up to 1,200 lb, cULus, NSF |  | 298 | 298 | 596 | 50 | 298 | 7.00 | 0 | 0 | 92.5 | 0.72917 |  | True | 1
|  |  | 1 |  |  | NOTE: Sale of this product must comply with Scotsman's MSRP Policy; contact your Scotsman representative for details |  | 0 | 0 | 0 |  | 0 | 0.00 | 0 | 0 |  | 0.0 |  | True | 1
815 |  |  | 0 |  | SpareNo | SpareNo |  | 0 | 0 | 0 |  | 0 | 0.00 | 0 | 0 |  | 0.0 |  | True | 0 | SpareNo
816 | Kloppenberg Products, LLC (Middleby) | PCC-250 | 2 | ea | ICE CART | Standard Poly Ice Shuttle Classic Cart, 250 lb. capacity, 22" minimum door clearance, split lid-side drop, rugged with heavy duty castors, 10" on rear, 5" on front, fits into shuttle bay, gray, NSF, Made in USA |  | 1885 | 3770 | 3770 | 50 | 1885 | 100.00 | 0 | 0 | 175 | 0.0 |  | True | 1
817 | Custom Fabrication | STAINLESS STEEL | 1 | ea | FLOOR TROUGH AND GRATE |  |  | 0 | 0 | 0 |  | 0 | 0.00 | 0 | 0 |  | 0.0 |  | True | 0
818 |  |  | 0 |  | SpareNo | SpareNo |  | 0 | 0 | 0 |  | 0 | 0.00 | 0 | 0 |  | 0.0 |  | True | 0 | SpareNo
819 |  |  | 0 |  | SpareNo | SpareNo |  | 0 | 0 | 0 |  | 0 | 0.00 | 0 | 0 |  | 0.0 |  | True | 0 | SpareNo
820 |  |  | 0 |  | SpareNo | SpareNo |  | 0 | 0 | 0 |  | 0 | 0.00 | 0 | 0 |  | 0.0 |  | True | 0 | SpareNo
|  |  | 0 |  |  | PREPARATION AND COOKING AREA |  | 0 | 0 | 0 |  | 0 | 0.00 | 0 | 0 |  | 0.0 |  | True | 0
821 | Thermalrite | CUSTOM | 1 | ea | CHEF'S COOLER |  |  | 0 | 0 | 0 |  | 0 | 0.00 | 0 | 0 |  | 0.0 |  | True | 0
822 | Custom Fabrication | STAINLESS STEEL | 1 | ea | FLOOR TROUGH AND GRATE |  |  | 0 | 0 | 0 |  | 0 | 0.00 | 0 | 0 |  | 0.0 |  | True | 0
823 | RDT | REFRIGERATION | 1 | ea | CONDENSING UNIT |  |  | 0 | 0 | 0 |  | 0 | 0.00 | 0 | 0 |  | 0.0 |  | True | 0
824 | RDT | EVAPORATOR COIL | 1 | ea | EVAPORATOR COIL |  |  | 0 | 0 | 0 |  | 0 | 0.00 | 0 | 0 |  | 0.0 |  | True | 0
825 |  |  | 0 |  | SpareNo | SpareNo |  | 0 | 0 | 0 |  | 0 | 0.00 | 0 | 0 |  | 0.0 |  | True | 0 | SpareNo
826 | Metro | 1848NK3 | 7 | ea | COOLER STORAGE SHELVING | Super Erecta® Shelf, wire, 48"W x 18"D, plastic split sleeves are included in each carton, Metroseal 3™ epoxy-coated corrosion-resistant finish with Microban® antimicrobial protection, NSF | 0.05 | 384.9982 | 2695 | 733.33 | 50 | 366.665 | 12.00 | 0 | 0 | 70 | 0.8 |  | True | 1
827 | Metro | 2KR346MC | 2 | ea | KEG RACK | HD Super™ Beer-Keg Handling Rack, 42"W x 18"D x 64-1/8"H, (1) dunnage shelf & (1) solid shelves, (4) keg capacity, split-sleeve assemble device, foot plate, chrome plated finish |  | 1734 | 3468 | 3468 | 50 | 1734 | 112.00 | 0 | 0 | 70 | 6.31000 |  | True | 1
828 | Anthony | GFS 91611 | 1 | ea | DISPLAY COOLER SHELVING |  |  | 0 | 0 | 0 |  | 0 | 0.00 | 0 | 0 |  | 0.0 |  | True | 0
829 |  |  | 0 |  | SpareNo | SpareNo |  | 0 | 0 | 0 |  | 0 | 0.00 | 0 | 0 |  | 0.0 |  | True | 0 | SpareNo
830 |  |  | 0 |  | SpareNo | SpareNo |  | 0 | 0 | 0 |  | 0 | 0.00 | 0 | 0 |  | 0.0 |  | True | 0 | SpareNo
831 | Anthony | INFINITY-60 | 1 | ea | DISPLAY COOLER DOOR |  |  | 0 | 0 | 0 |  | 0 | 0.00 | 0 | 0 |  | 0.0 |  | True | 0
832 | Custom Fabrication | STAINLESS STEEL | 1 | ea | COLD PREPARATION TABLE |  |  | 0 | 0 | 0 |  | 0 | 0.00 | 0 | 0 |  | 0.0 |  | True | 0
833 | True Mfg. - General Foodservice | TUC-48-HC | 1 | ea | Undercounter Refrigerator | Undercounter Refrigerator, 33 - 38°F, (2) stainless steel doors, (4) PVC coated adjustable wire shelves, stainless steel top & sides, aluminum interior with stainless steel floor, R290 Hydrocarbon refrigerant, 1/5 HP, 115v/60/1-ph, 3.0 amps, NEMA 5-15P, cULus, UL EPH Classified, CE, Made in USA |  | 5367.5 | 5367.5 | 10735 | 50 | 5367.5 | 260.00 | 0 | 0 | 150 | 47.00000 |  | True | 1
|  |  | 1 | ea |  | 7 year compressor warranty, 7 years parts warranty, 7 year labor warranty, standard. Visit www.truemfg.com for specifics. |  | 0 | 0 | 0 |  | 0 | 0.00 | 0 | 0 |  | 0.0 |  | True | 1
|  |  | 1 |  |  | Self-contained refrigeration standard |  | 0 | 0 | 0 |  | 0 | 0.00 | 0 | 0 |  | 0.0 |  | True | 1
|  |  | 1 |  |  | Bolt locks, factory installed, standard |  | 0 | 0 | 0 |  | 0 | 0.00 | 0 | 0 |  | 0.0 |  | True | 1
|  |  | 1 |  |  | Castors, 1-1/2" (31-7/8" work surface height = LP) |  | 322.5 | 322.5 | 645 | 50 | 322.5 | 0.00 | 0 | 0 |  | 0.0 |  | True | 1
834 | True Mfg. - General Foodservice | TUC-27F-HC | 1 | ea | Undercounter Freezer | Undercounter Freezer, -10°F, (1) stainless steel door, (2) PVC coated adjustable wire shelves, stainless steel top, front & sides, clear coated aluminum interior with stainless steel floor, R290 Hydrocarbon refrigerant, 1/4 HP, 115v/60/1-ph, 2.3 amps, NEMA 5-15P, cULus, UP EPH Classified, CE, Made in USA, ENERGY STAR® |  | 4300 | 4300 | 8600 | 50 | 4300 | 190.00 | 0 | 0 | 150 | 28.00000 |  | True | 1
|  |  | 1 | ea |  | 7 year compressor warranty, 7 years parts warranty, 7 year labor warranty, standard. Visit www.truemfg.com for specifics. |  | 0 | 0 | 0 |  | 0 | 0.00 | 0 | 0 |  | 0.0 |  | True | 1
|  |  | 1 |  |  | Self-contained refrigeration standard |  | 0 | 0 | 0 |  | 0 | 0.00 | 0 | 0 |  | 0.0 |  | True | 1
|  |  | 1 |  |  | Right Hand, Standard: Unit comes with field reversible hinges & is built with hinging on right side of unit. |  | 0 | 0 | 0 |  | 0 | 0.00 | 0 | 0 |  | 0.0 |  | True | 1
|  |  | 1 |  |  | Bolt locks, factory installed, standard |  | 0 | 0 | 0 |  | 0 | 0.00 | 0 | 0 |  | 0.0 |  | True | 1
|  |  | 1 |  |  | Castors, 1-1/2" (31-7/8" work surface height = LP) |  | 322.5 | 322.5 | 645 | 50 | 322.5 | 0.00 | 0 | 0 |  | 0.0 |  | True | 1
835 |  |  | 0 |  | SpareNo | SpareNo |  | 0 | 0 | 0 |  | 0 | 0.00 | 0 | 0 |  | 0.0 |  | True | 0 | SpareNo
836 | Ansul | PIRAHNA | 1 | ea | FIRE SUPPRESSION SYSTEM |  |  | 8750 | 8750 | 8750 |  | 8750 | 0.00 | 0 | 0 |  | 0.0 |  | True | 0
837 | Captive-Aire |  | 1 | ea | EXHAUST HOOD |  |  | 0 | 0 | 0 |  | 0 | 0.00 | 0 | 0 |  | 0.0 |  | True | 0
838 |  |  | 0 |  | SpareNo | SpareNo |  | 0 | 0 | 0 |  | 0 | 0.00 | 0 | 0 |  | 0.0 |  | True | 0 | SpareNo
839 |  |  | 0 |  | SpareNo | SpareNo |  | 0 | 0 | 0 |  | 0 | 0.00 | 0 | 0 |  | 0.0 |  | True | 0 | SpareNo
840 |  |  | 0 |  | SpareNo | SpareNo |  | 0 | 0 | 0 |  | 0 | 0.00 | 0 | 0 |  | 0.0 |  | True | 0 | SpareNo
841 | Pitco (Middleby) | SG14RS-2FD | 1 | ea | FRYER BATTERY | Solstice™ Prepackaged Fryer System with Solstice™ Filter Drawer System, High Power, gas, (2) 50 lb. oil capacity full tanks, millivolt control, stainless steel tank, front & sides, under-fryer drawer filtration, total 244,000 BTU (-FF), NSF, CE, CSA Flame, CSA Star, AuGA |  | 29899.155 | 29899.16 | 59798.31 | 50 | 29899.155 | 550.00 | 0 | 0 | 85 | 0.0 |  | True | 1
|  |  | 1 |  |  | 1 year parts and labor warranty from the date of installation up to a maximum of 15 months from the date of manufacture (with appropriate documentation), standard |  | 0 | 0 | 0 |  | 0 | 0.00 | 0 | 0 |  | 0.0 |  | True | 1
|  |  | 1 |  |  | Gas to be determined |  | 0 | 0 | 0 |  | 0 | 0.00 | 0 | 0 |  | 0.0 |  | True | 1
|  |  | 1 |  |  | Millivolt Thermostat, standard |  | 0 | 0 | 0 |  | 0 | 0.00 | 0 | 0 |  | 0.0 |  | True | 1
|  |  | 1 |  |  | 115v/60/1-ph, 7.0 amps |  | 0 | 0 | 0 |  | 0 | 0.00 | 0 | 0 |  | 0.0 |  | True | 1
|  |  | 1 |  |  | Contact factory for cord information |  | 0 | 0 | 0 |  | 0 | 0.00 | 0 | 0 |  | 0.0 |  | True | 1
| Pitco (Middleby) | PCF-14 | 1 |  |  | Crisp 'N Hold™ Crispy Food Station, floor model, 2 sections, capacity 837 cu. in., circulated air heating, removable product tray, grease filter, stainless steel construction, UL, ETL |  | 7380.15 | 7380.15 | 14760.3 | 50 | 7380.15 | 210.00 | 0 | 0 | 85 | 17.00000 |  | True | 1
|  |  | 1 |  |  | 1st Position location for Bread & Batter dump station (BFF) |  | 0 | 0 | 0 |  | 0 | 0.00 | 0 | 0 |  | 0.0 |  | True | 1
| Pitco (Middleby) | P6072145 | 1 |  |  | Basket, (2) oblong/twin size, 13-1/2" x 6-1/2" x 5-3/4" deep, long handle, regular mesh (shipped std (n/c) with models "T" SG14, SG14R, SSH55, SE14, SE14X, SE14B, SG14T, 35+, 45+, fryer batteries shipped with (1) per fryer |  | 0 | 0 | 0 |  | 0 | 0.00 | 0 | 0 |  | 0.0 |  | True | 1
| Pitco (Middleby) | B3901504 | 1 | st |  | Casters, 9" adjustable swivel non-lock rear & lock front casters, for battery of (2) Solstice gas and electric fryers, batteries and retherms |  | 393.225 | 393.23 | 786.45 | 50 | 393.225 | 0.00 | 0 | 0 |  | 0.0 |  | True | 1
842 | Custom Fabrication | STAINLESS STEEL | 1 | ea | SPREADER TABLE |  |  | 0 | 0 | 0 |  | 0 | 0.00 | 0 | 0 |  | 0.0 |  | True | 0
843 | Rubbermaid | FG354060GRAY | 1 | ea | TRASH RECEPTACLE | Slim Jim® Container, 23 gallon, 22"W x 11"D x 30"H, with venting channels, molded-in handles, general purpose waste, open type without lid, high-impact plastic construction, gray, Made in USA |  | 47.13 | 47.13 | 94.26 | 50 | 47.13 | 8.24 | 0 | 0 | 150 | 0.0 |  | True | 4
843 | Custom Fabrication | STAINLESS STEEL | 1 | ea | STAINLESS STEEL TRASH RECEPTACLE |  |  | 0 | 0 | 0 |  | 0 | 0.00 | 0 | 0 |  | 0.0 |  | True | 0
844 | Jade (Middleby) | JMRH-36G | 1 | ea | GRIDDLE WITH REFRIGERATED BASE | Titan™ Heavy Duty Range, gas, 36", modular, griddle, 1" thick polished steel plate, manual controls (NO TEMPERATURE THERMOSTAT), stainless steel grease trough, splashguards, 6" plate shelf, front, sides & stub back, 105,000 BTU, CSAus, NSF |  | 7028.5 | 7028.5 | 14057 | 50 | 7028.5 | 530.00 | 0 | 0 | 85 | 0.0 |  | True | 1
|  |  | 1 |  |  | NOTE: All units are fully welded with heavy duty construction, stainless steel sides, front and top are standard |  | 0 | 0 | 0 |  | 0 | 0.00 | 0 | 0 |  | 0.0 |  | True | 1
|  |  | 1 |  |  | NOTE: Stainless steel tray bed (burner box), deflectors, tray guides and drip tray/grease can standard |  | 0 | 0 | 0 |  | 0 | 0.00 | 0 | 0 |  | 0.0 |  | True | 1
|  |  | 1 |  |  | Two years part & labor warranty - Includes Five year warranty parts on oven door (parts only) & Ten year warranty on range frame (parts only), standard |  | 0 | 0 | 0 |  | 0 | 0.00 | 0 | 0 |  | 0.0 |  | True | 1
|  |  | 1 |  |  | Gas type to be specified |  | 0 | 0 | 0 |  | 0 | 0.00 | 0 | 0 |  | 0.0 |  | True | 1
|  |  | 1 |  |  | 3/4" Rear connection, standard |  | 0 | 0 | 0 |  | 0 | 0.00 | 0 | 0 |  | 0.0 |  | True | 1
|  |  | 1 |  |  | 3/4" Gas regulator supplied with range |  | 0 | 0 | 0 |  | 0 | 0.00 | 0 | 0 |  | 0.0 |  | True | 1
| Jade (Middleby) | JRLH-02S-T-36 | 1 |  |  | Titan™ Fire & Ice™ Refrigerated Base, 36", self-contained, (2) 14-3/8" self-closing refrigerator drawers, (2) 12" x 20" x 6" pan capacity (pans by others), face mounted dial thermometers, built-in condensate evaporator, stainless steel 6" adjustable legs, 12.6 amps, cETLus |  | 11538.5 | 11538.5 | 23077 | 50 | 11538.5 | 350.00 | 0 | 0 | 85 | 0.0 |  | True | 1
|  |  | 1 |  |  | Set of six casters (3 with brakes) |  | 729.5 | 729.5 | 1459 | 50 | 729.5 | 0.00 | 0 | 0 |  | 0.0 |  | True | 1
|  |  | 1 |  |  | Legs, 25"H, crossrails, standard |  | 0 | 0 | 0 |  | 0 | 0.00 | 0 | 0 |  | 0.0 |  | True | 1
845 |  |  | 0 |  | SpareNo | SpareNo |  | 0 | 0 | 0 |  | 0 | 0.00 | 0 | 0 |  | 0.0 |  | True | 0 | SpareNo
846 | Jade (Middleby) | JTRH-6-36 | 1 | ea | SIX BURNER RANGE | Titan™ Heavy Duty Range, gas, 36", (6) 35,000 BTU open burners, infinite controls, standard oven, (2) chrome plated racks, stainless steel oven liner, 6" plate shelf, front, sides, stub back & bottom, 6" adjustable legs, 245,000 BTU, CSAus, NSF |  | 10630.5 | 10630.5 | 21261 | 50 | 10630.5 | 690.00 | 0 | 0 | 85 | 0.0 |  | True | 1
|  |  | 1 |  |  | NOTE: All units are fully welded with heavy duty construction, stainless steel sides, front and top are standard |  | 0 | 0 | 0 |  | 0 | 0.00 | 0 | 0 |  | 0.0 |  | True | 1
|  |  | 1 |  |  | NOTE: Stainless steel tray bed (burner box), deflectors, tray guides and drip tray/grease can standard |  | 0 | 0 | 0 |  | 0 | 0.00 | 0 | 0 |  | 0.0 |  | True | 1
|  |  | 1 |  |  | Two years part & labor warranty - Includes Five year warranty parts on oven door (parts only) & Ten year warranty on range frame (parts only), standard |  | 0 | 0 | 0 |  | 0 | 0.00 | 0 | 0 |  | 0.0 |  | True | 1
|  |  | 1 |  |  | Gas type to be specified |  | 0 | 0 | 0 |  | 0 | 0.00 | 0 | 0 |  | 0.0 |  | True | 1
|  |  | 1 |  |  | 3/4" Rear connection, standard |  | 0 | 0 | 0 |  | 0 | 0.00 | 0 | 0 |  | 0.0 |  | True | 1
|  |  | 1 |  |  | 3/4" Gas regulator supplied with range |  | 0 | 0 | 0 |  | 0 | 0.00 | 0 | 0 |  | 0.0 |  | True | 1
|  |  | 1 |  |  | Set of four casters (2 with brakes) |  | 540.5 | 540.5 | 1081 | 50 | 540.5 | 0.00 | 0 | 0 |  | 0.0 |  | True | 1
847 | Fisher | 5440 | 1 | ea | FILLER FAUCET | Pot Filler Faucet, splash-mounted 8" OC with vacuum breaker, 72" flexible hose, hook nozzle, wall hook, 3/4" inlet |  | 650 | 650 | 1300 | 50 | 650 | 18.00 | 0 | 0 | 77.5 | 0.0 |  | True | 1
848 | Custom Fabrication | STAINLESS STEEL | 1 | ea | PICK-UP TABLE |  |  | 0 | 0 | 0 |  | 0 | 0.00 | 0 | 0 |  | 0.0 |  | True | 0
849 |  |  | 0 |  | SpareNo | SpareNo |  | 0 | 0 | 0 |  | 0 | 0.00 | 0 | 0 |  | 0.0 |  | True | 0 | SpareNo
850 |  |  | 0 |  | SpareNo | SpareNo |  | 0 | 0 | 0 |  | 0 | 0.00 | 0 | 0 |  | 0.0 |  | True | 0 | SpareNo
851 | Custom Fabrication | STAINLESS STEEL | 1 | ea | DOUBLE OVERSHELF |  |  | 0 | 0 | 0 |  | 0 | 0.00 | 0 | 0 |  | 0.0 |  | True | 0
852 | OS&e | OS&E | 3 | ea | POS PRINTER | BY OS&E |  | 0 | 0 | 0 |  | 0 | 0.00 | 0 | 0 |  | 0.0 |  | True | 0
853 | True Mfg. - General Foodservice | TSSU-60-16-HC | 1 | ea | Sandwich / Salad Preparation Refrigerator | Sandwich/Salad Unit, (16) 1/6 size (4"D) poly pans, stainless steel insulated cover, 11-3/4"D cutting board, (2) full doors, (4) PVC coated adjustable wire shelves, stainless steel top/front/sides, GalFan coated steel back, aluminum interior with stainless steel floor, R290 Hydrocarbon refrigerant, 1/3 HP, 115v/60/1-ph, 6.5 amps, NEMA 5-15P, cULus, UL EPH Classified, Made in USA |  | 6738 | 6738 | 13476 | 50 | 6738 | 360.00 | 0 | 0 | 150 | 60.00000 |  | True | 1
|  |  | 1 | ea |  | 7 year compressor warranty, 7 years parts warranty, 7 year labor warranty, standard. Visit www.truemfg.com for specifics. |  | 0 | 0 | 0 |  | 0 | 0.00 | 0 | 0 |  | 0.0 |  | True | 1
|  |  | 1 |  |  | Self-contained refrigeration standard |  | 0 | 0 | 0 |  | 0 | 0.00 | 0 | 0 |  | 0.0 |  | True | 1
|  |  | 1 |  |  | Castors, 1-1/2" (31-7/8" work surface height = LP) |  | 322.5 | 322.5 | 645 | 50 | 322.5 | 0.00 | 0 | 0 |  | 0.0 |  | True | 1
854 | True Mfg. - General Foodservice | TUC-48D-4-HC | 1 | ea | Undercounter Refrigerator | Undercounter Refrigerator, 33 - 38°F, (4) drawers each, accommodates (1) 12" x 18 x 6" food pan (NOT included), stainless steel top & sides, aluminum interior with stainless steel floor, R290 Hydrocarbon refrigerant, 1/5 HP, 115v/60/1-ph, 3.0 amps, NEMA 5-15P, cULus, UL EPH Classified, cULus, CE, Made in USA |  | 10070 | 10070 | 20140 | 50 | 10070 | 330.00 | 0 | 0 | 150 | 47.00000 |  | True | 1
|  |  | 1 | ea |  | 7 year compressor warranty, 7 years parts warranty, 7 year labor warranty, standard. Visit www.truemfg.com for specifics. |  | 0 | 0 | 0 |  | 0 | 0.00 | 0 | 0 |  | 0.0 |  | True | 1
|  |  | 1 |  |  | Self-contained refrigeration standard |  | 0 | 0 | 0 |  | 0 | 0.00 | 0 | 0 |  | 0.0 |  | True | 1
|  |  | 1 |  |  | Bolt locks, factory installed, standard |  | 0 | 0 | 0 |  | 0 | 0.00 | 0 | 0 |  | 0.0 |  | True | 1
|  |  | 1 |  |  | Castors, 1-1/2" (31-7/8" work surface height = LP) |  | 322.5 | 322.5 | 645 | 50 | 322.5 | 0.00 | 0 | 0 |  | 0.0 |  | True | 1
855 |  |  | 0 |  | SpareNo | SpareNo |  | 0 | 0 | 0 |  | 0 | 0.00 | 0 | 0 |  | 0.0 |  | True | 0 | SpareNo
856 |  |  | 0 |  | SpareNo | SpareNo |  | 0 | 0 | 0 |  | 0 | 0.00 | 0 | 0 |  | 0.0 |  | True | 0 | SpareNo
856 | OS&e | OS&E | 1 | ea | POS PRINTER | BY OS&E |  | 0 | 0 | 0 |  | 0 | 0.00 | 0 | 0 |  | 0.0 |  | True | 0
857 | Hatco | GRAH-42 | 2 | ea | FOOD WARMER | Glo-Ray® Infrared Strip Heater, 42" W, high wattage, tubular metal heater rod, single heater rod housing, aluminum construction, 950 watts, NSF, CE, cULus, Made in USA |  | 227 | 454 | 454 | 50 | 227 | 11.00 | 0 | 0 | 100 | 0.0 |  | True | 1
|  |  | 1 |  |  | NOTE: Sale of this product must comply with Hatco's Minimum Resale Price Policy; consult order acknowledgement for details |  | 0 | 0 | 0 |  | 0 | 0.00 | 0 | 0 |  | 0.0 |  | True | 1
|  |  | 1 |  |  | NOTE: Includes 24/7 parts & service assistance, call 414-671-6350 |  | 0 | 0 | 0 |  | 0 | 0.00 | 0 | 0 |  | 0.0 |  | True | 1
|  |  | 2 |  |  | One year on-site parts & labor warranty, plus one additional year parts only warranty on all Glo-Ray metal sheathed elements |  | 0 | 0 | 0 |  | 0 | 0.00 | 0 | 0 |  | 0.0 |  | True | 1
|  |  | 2 |  |  | 120v/60/1-ph |  | 0 | 0 | 0 |  | 0 | 0.00 | 0 | 0 |  | 0.0 |  | True | 1
| Hatco | BLT TOG-1 | 2 |  |  | (1) Built-in toggle control (remote recommended) (available at time of purchase only) |  | 0 | 0 | 0 |  | 0 | 0.00 | 0 | 0 |  | 0.0 |  | True | 1
| Hatco | STANDARD | 2 |  |  | Clear Anodized Aluminum housing, finish, standard (available at time of purchase only) |  | 0 | 0 | 0 |  | 0 | 0.00 | 0 | 0 |  | 0.0 |  | True | 1
858 | True Mfg. - General Foodservice | TUC-60-HC | 1 | ea | Undercounter Refrigerator | Undercounter Refrigerator, 33 - 38°F, (2) stainless steel doors, (4) PVC coated adjustable wire shelves, stainless steel top & sides, aluminum interior with stainless steel floor, R290 Hydrocarbon refrigerant, 1/4 HP, 115v/60/1-ph, 4.0 amps, NEMA 5-15P, cULus, UL EPH Classified, Made in USA |  | 5956.5 | 5956.5 | 11913 | 50 | 5956.5 | 325.00 | 0 | 0 | 150 | 60.00000 |  | True | 1
|  |  | 1 | ea |  | 7 year compressor warranty, 7 years parts warranty, 7 year labor warranty, standard. Visit www.truemfg.com for specifics. |  | 0 | 0 | 0 |  | 0 | 0.00 | 0 | 0 |  | 0.0 |  | True | 1
|  |  | 1 |  |  | Self-contained refrigeration standard |  | 0 | 0 | 0 |  | 0 | 0.00 | 0 | 0 |  | 0.0 |  | True | 1
|  |  | 1 |  |  | Bolt locks, factory installed, standard |  | 0 | 0 | 0 |  | 0 | 0.00 | 0 | 0 |  | 0.0 |  | True | 1
|  |  | 1 |  |  | Castors, 1-1/2" (31-7/8" work surface height = LP) |  | 322.5 | 322.5 | 645 | 50 | 322.5 | 0.00 | 0 | 0 |  | 0.0 |  | True | 1
859 | OS&e | OS&E | 1 | ea | POS PRINTER | BY OS&E |  | 0 | 0 | 0 |  | 0 | 0.00 | 0 | 0 |  | 0.0 |  | True | 0
859 |  |  | 0 |  | SpareNo | SpareNo |  | 0 | 0 | 0 |  | 0 | 0.00 | 0 | 0 |  | 0.0 |  | True | 0 | SpareNo
860 |  |  | 0 |  | SpareNo | SpareNo |  | 0 | 0 | 0 |  | 0 | 0.00 | 0 | 0 |  | 0.0 |  | True | 0 | SpareNo
861 | Advance Tabco | 7-PS-68 | 1 | ea | HAND SINK | Hand Sink, wall mounted, 14" wide x 10" front-to-back x 5" deep bowl, 20 gauge 304 stainless steel, with splash mounted gooseneck faucet with wrist blades, basket drain, wall bracket, NSF, cCSAus |  | 499 | 499 | 998 | 50 | 499 | 13.00 | 0 | 0 | 100 | 2.00000 |  | True | 1
| Advance Tabco | 7-PS-10 | 1 | ea |  | P-trap, heavy duty, 1-1/2", 17 gauge |  | 93.5 | 93.5 | 187 | 50 | 93.5 | 1.00 | 0 | 0 | 77.5 | 0.0 |  | True | 1
| Advance Tabco | 7-PS-15 | 1 | ea |  | Welded Side Splash, 12"H (installed height), both sides, for hand sinks with 14" wide x 10" front-to-back bowl, splash mounted faucets |  | 356.5 | 356.5 | 713 | 50 | 356.5 | 14.00 | 0 | 0 | 100 | 1.00000 |  | True | 1
862 | Rubbermaid | FG354060GRAY | 1 | ea | TRASH RECEPTACLE | Slim Jim® Container, 23 gallon, 22"W x 11"D x 30"H, with venting channels, molded-in handles, general purpose waste, open type without lid, high-impact plastic construction, gray, Made in USA |  | 61.27 | 61.27 | 122.54 | 50 | 61.27 | 8.24 | 0 | 0 | 150 | 0.0 |  | True | 4
863 | Wood Stone | WS-BL-3030-RFG | 1 | ea | STONE HEARTH OVEN | Bistro 3030 Stone Hearth Oven, radiant gas flame, 22" w x 19" d hearth, (4) 8", (2-3) 10" or (1) 12" pizza capacity, monolithic cast-ceramic floor & dome create "deep heat sink", stainless steel upper body and mantel, black PC steel base, 8" OD flue collar, ETL-Sanitation, 55,000 BTU, cETLus, ETL |  | 11868.5 | 11868.5 | 23737 | 50 | 11868.5 | 0.00 | 0 | 0 |  | 0.0 |  | True | 1
| Wood Stone | RECEIVING AND INSTALL RESPONSIBILITIES | 1 |  |  | YOU are responsible for receiving, unloading, and installing the equipment. This includes hiring and scheduling the necessary equipment and staff for offloading upon delivery. Heavy-duty equipment is typically required due to the weight and size of the ovens. Special rigging services and equipment may be needed for installation. For the required equipment for unloading the truck GO TO: https://woodstone-corp.com/unloading-moving/ or call the factory. WE typically have the Truckers call the Site Contact 24-48 hours before delivery so that the site can arrange for any special equipment to be on site when the oven(s) arrive. ALL INSTALLATION Including receiving, warehousing, consolidation, delivery, assembly, set in place, leveling, final connections, decorative facades, and testing is BY OTHERS. |  | 0 | 0 | 0 |  | 0 | 0.00 | 0 | 0 |  | 0.0 |  | True | 1
| Wood Stone | SHIPPING | 1 |  |  | FOB Bellingham, Washington 98226. Wood Stone transfers ownership of the goods to the buyer once freight has been loaded on the truck in Bellingham. Regarding Freight Estimates: We strive to get you the best value and pricing on freight from our preferred carriers with experience with our specialized equipment. Estimates are not binding as final dimensions and weights will affect the final shipping cost, as well as any special handling, expediting or delivery address changes. Prices may change due to carrier availability and other factors at the time of shipment. For this reason, do not list freight amounts on your Purchase Order. |  | 0 | 0 | 0 |  | 0 | 0.00 | 0 | 0 |  | 0.0 |  | True | 1
| Wood Stone | TECHNICAL START-UP FOR OVENS | 1 |  |  | Technical Start Up by Wood Stone Authorized Service Agent for OVENS Included. This includes basic inspection of completed mechanical hook-ups to the oven, verification of incoming gas pressure to the oven, verification of burner pressures and proper function of oven components, verification that ventilation is functioning, and a check of basic oven function. This technical startup does not include initial oven heat-up (which should be performed by customer after the technical start-up), in depth ventilation troubleshooting, certification of duct materials or compliance to ventilation codes, ventilation air balancing, or operational training. This covers labor for work on the oven only; any corrections to external piping, electrical, ventilation is by others. Corrections for improper modifications to the oven are not covered under this start-up. Return trips to verify installation corrections, or due to installation or customer not being ready are not covered. No liability for oven issues or damages, including as a result of improper oven installation or ventilation, is assumed by Wood Stone as a result of this technical start-up. Wood Stone Start-up does not include travel over 50 miles or two hours, overtime, and holiday charges which shall be at the expense of the purchaser. |  | 0 | 0 | 0 |  | 0 | 0.00 | 0 | 0 |  | 0.0 |  | True | 1
| Wood Stone | WARRANTY | 1 |  |  | One year parts and labor. See the Installation Manuals for more details. All Installation Manuals are available on our website: www.woodstone-corp.com, under Resources / Tool Kit. |  | 0 | 0 | 0 |  | 0 | 0.00 | 0 | 0 |  | 0.0 |  | True | 1
|  |  | 1 |  |  | NOTE: Please review your production requirements closely before considering this oven. Please call Wood Stone with any questions. |  | 0 | 0 | 0 |  | 0 | 0.00 | 0 | 0 |  | 0.0 |  | True | 1
|  |  | 1 |  |  | Natural gas |  | 0 | 0 | 0 |  | 0 | 0.00 | 0 | 0 |  | 0.0 |  | True | 1
|  |  | 1 |  |  | 120v/50/60/1-ph, 2.0 amps, direct wire |  | 0 | 0 | 0 |  | 0 | 0.00 | 0 | 0 |  | 0.0 |  | True | 1
| Wood Stone | SG-BDL-O-WS29.5C-PPA | 1 |  |  | Hood for 3030 Bistro, Curved Face, pre-piped for Ansul, requires 440 CFM, 0.8" S.P. (ALL HOODS ARE pre-piped for Ansul; includes duct and plenum nozzles, fusible link holder with 450 degree fusible link, ready for connection to Customer supplied Ansul 102 system (NOTE: ANSUL SYSTEM BY OTHERS)), 430 stainless steel finish, Type 1 Hood, ETL Listed to UL 710 |  | 3674 | 3674 | 7348 | 50 | 3674 | 0.00 | 0 | 0 |  | 0.0 |  | True | 1
| Wood Stone | WS-GSV-250 | 1 |  |  | Exhaust #250 fan for use with hood, includes fan speed control, max. 725 CFM @ 0.8" W.C., 2.9 amps |  | 4344.5 | 4344.5 | 8689 | 50 | 4344.5 | 0.00 | 0 | 0 |  | 0.0 |  | True | 1
| Wood Stone | 002-800-RES | 1 | ea |  | Interlock Relay, to connect fan to oven, GAS ONLY |  | 174 | 174 | 348 | 50 | 174 | 0.00 | 0 | 0 |  | 0.0 |  | True | 1
|  |  | 1 |  |  | Mantel, stainless steel, square corners, standard |  | 0 | 0 | 0 |  | 0 | 0.00 | 0 | 0 |  | 0.0 |  | True | 1
| Wood Stone | 3030-STANDARD-SS | 1 | ea |  | Stainless steel UPPER: Front, sides & back UPPER: standard stainless steel finish (NOT available with facade ready upper) |  | 0 | 0 | 0 |  | 0 | 0.00 | 0 | 0 |  | 0.0 |  | True | 1
|  |  | 1 |  |  | Stand, black powder coated, standard |  | 0 | 0 | 0 |  | 0 | 0.00 | 0 | 0 |  | 0.0 |  | True | 1
864 | Custom Fabrication | STAINLESS STEEL | 1 | ea | PREPARATION TABLE |  |  | 0 | 0 | 0 |  | 0 | 0.00 | 0 | 0 |  | 0.0 |  | True | 0
865 |  |  | 0 |  | SpareNo | SpareNo |  | 0 | 0 | 0 |  | 0 | 0.00 | 0 | 0 |  | 0.0 |  | True | 0 | SpareNo
866 | True Mfg. - General Foodservice | TPP-AT-44D-2-HC | 1 | ea | Pizza Preparation Refrigerator | Pizza Prep, 33 - 41°F pan rail, stainless steel cover, 19-1/2"D cutting board, (2) drawers, accommodates (2) 12" x 20" x 8"D pans (NOT included), includes: (6) 1/3 size clear polycarbonate insert pans (top), stainless steel front, top & sides, aluminum interior with stainless steel floor, front breathing, R290 Hydrocarbon refrigerant, 1/4 HP, 115v/60/1-ph, 3.9 amps, NEMA 5-15P, UL EPH Classified, cULus, CE, Made in USA |  | 8690.5 | 8690.5 | 17381 | 50 | 8690.5 | 330.00 | 0 | 0 | 150 | 52.00000 |  | True | 1
|  |  | 1 | ea |  | 7 year compressor warranty, 7 years parts warranty, 7 year labor warranty, standard. Visit www.truemfg.com for specifics. |  | 0 | 0 | 0 |  | 0 | 0.00 | 0 | 0 |  | 0.0 |  | True | 1
|  |  | 1 |  |  | Self-contained refrigeration standard |  | 0 | 0 | 0 |  | 0 | 0.00 | 0 | 0 |  | 0.0 |  | True | 1
|  |  | 1 | st |  | Castors, 2-1/2" |  | 0 | 0 | 0 |  | 0 | 0.00 | 0 | 0 |  | 0.0 |  | True | 1
867 | True Mfg. - General Foodservice | STA1R-1S-HC | 1 | ea | Reach-In Refrigerator | SPEC SERIES® Refrigerator, reach-in, one-section, (1) stainless steel door with lock, cam-lift hinges, digital temperature control, (3) chrome shelves, LED interior lights, stainless steel front & sides, aluminum interior sides & walls, stainless floor & ceiling, 5" castors, R290 Hydrocarbon refrigerant, 1/4 HP, 115v/60/1-ph, 3.8 amps, NEMA 5-15P, cULus, UL EPH Classified, Made in USA, ENERGY STAR® |  | 9148.5 | 9148.5 | 18297 | 50 | 9148.5 | 370.00 | 0 | 0 | 150 | 77.00000 |  | True | 1
|  |  | 1 | ea |  | 7 year compressor warranty, 7 years parts warranty, 7 year labor warranty, standard. Visit www.truemfg.com for specifics. |  | 0 | 0 | 0 |  | 0 | 0.00 | 0 | 0 |  | 0.0 |  | True | 1
|  |  | 1 |  |  | Door hinged right standard |  | 0 | 0 | 0 |  | 0 | 0.00 | 0 | 0 |  | 0.0 |  | True | 1
|  |  | 1 |  |  | (3) chrome shelves & shelf supports standard per section |  | 0 | 0 | 0 |  | 0 | 0.00 | 0 | 0 |  | 0.0 |  | True | 1
|  |  | 1 | st |  | 5" castors (set of 4), standard |  | 0 | 0 | 0 |  | 0 | 0.00 | 0 | 0 |  | 0.0 |  | True | 1
868 | Custom Fabrication | STAINLESS STEEL | 1 | ea | PICK-UP TABLE |  |  | 0 | 0 | 0 |  | 0 | 0.00 | 0 | 0 |  | 0.0 |  | True | 0
869 |  |  | 0 |  | SpareNo | SpareNo |  | 0 | 0 | 0 |  | 0 | 0.00 | 0 | 0 |  | 0.0 |  | True | 0 | SpareNo
870 |  |  | 0 |  | SpareNo | SpareNo |  | 0 | 0 | 0 |  | 0 | 0.00 | 0 | 0 |  | 0.0 |  | True | 0 | SpareNo
871 | Custom Fabrication | STAINLESS STEEL | 3 | ea | CUTTING BOARD - RECESSED |  |  | 0 | 0 | 0 |  | 0 | 0.00 | 0 | 0 |  | 0.0 |  | True | 0
872 | True Mfg. - General Foodservice | TUC-72-HC | 1 | ea | Undercounter Refrigerator | Undercounter Refrigerator, 33 - 38°F, (3) stainless steel doors, (6) PVC coated adjustable wire shelves, stainless steel top & sides, aluminum interior with stainless steel floor, R290 Hydrocarbon refrigerant, 1/4 HP, 115v/60/1-ph, 4.0 amps, NEMA 5-15P, cULus, UL EPH Classified, Made in USA |  | 6824.5 | 6824.5 | 13649 | 50 | 6824.5 | 380.00 | 0 | 0 | 150 | 69.00000 |  | True | 1
|  |  | 1 | ea |  | 7 year compressor warranty, 7 years parts warranty, 7 year labor warranty, standard. Visit www.truemfg.com for specifics. |  | 0 | 0 | 0 |  | 0 | 0.00 | 0 | 0 |  | 0.0 |  | True | 1
|  |  | 1 |  |  | Self-contained refrigeration standard |  | 0 | 0 | 0 |  | 0 | 0.00 | 0 | 0 |  | 0.0 |  | True | 1
|  |  | 1 |  |  | Bolt locks, factory installed, standard |  | 0 | 0 | 0 |  | 0 | 0.00 | 0 | 0 |  | 0.0 |  | True | 1
|  |  | 1 |  |  | Castors, 1-1/2" (31-7/8" work surface height = LP) |  | 322.5 | 322.5 | 645 | 50 | 322.5 | 0.00 | 0 | 0 |  | 0.0 |  | True | 1
873 | Hatco | DLH-700 | 3 | ea | HEAT LAMP | Decorative Heat Lamp, High Wattage, (1) bulb type (not included), 8-1/2"H x 6-1/2" diameter shade, 375 watt max, CE, cULus, UL EPH Classified, Made in USA |  | 223 | 669 | 446 | 50 | 223 | 8.00 | 0 | 0 | 100 | 0.0 |  | True | 1
|  |  | 1 |  |  | NOTE: Sale of this product must comply with Hatco's Minimum Resale Price Policy; consult order acknowledgement for details |  | 0 | 0 | 0 |  | 0 | 0.00 | 0 | 0 |  | 0.0 |  | True | 1
|  |  | 1 |  |  | NOTE: The decorative lamp & Luminaires are NOT returnable |  | 0 | 0 | 0 |  | 0 | 0.00 | 0 | 0 |  | 0.0 |  | True | 1
|  |  | 3 |  |  | 120v/60/1-ph, 375 watt, standard |  | 0 | 0 | 0 |  | 0 | 0.00 | 0 | 0 |  | 0.0 |  | True | 1
|  |  | 3 |  |  | No bulb is included, 375 watt max. |  | 0 | 0 | 0 |  | 0 | 0.00 | 0 | 0 |  | 0.0 |  | True | 1
| Hatco | SPECIFY | 3 |  |  | MUST SPECIFY designer color selected from list of standard colors & indicated on order (available at time of purchase only) |  | 101 | 303 | 202 | 50 | 101 | 0.00 | 0 | 0 |  | 0.0 |  | True | 1
| Hatco | SPECIFYN/C | 3 |  |  | MUST SPECIFY designer color selected from list of standard colors & indicated on order (available at time of purchase only) |  | 0 | 0 | 0 |  | 0 | 0.00 | 0 | 0 |  | 0.0 |  | True | 1
| Hatco | S | 3 | ea |  | Mounting Style - Stem - rigid stem mount to canopy, specify overall length from 14" to 71" (available at time of purchase only) |  | 41 | 123 | 82 | 50 | 41 | 0.00 | 0 | 0 |  | 0.0 |  | True | 1
| Hatco | S | 3 | ea |  | Switch Location - Must Specify (available at time of purchase only) |  | 0 | 0 | 0 |  | 0 | 0.00 | 0 | 0 |  | 0.0 |  | True | 1
| Hatco | UP TO 72" | 3 | ea |  | Overall Length - Up to 72" (specify exact length in whole numbers:_______) Measured from the ceiling to the bottom of the shade. (available at time of purchase only) |  | 0 | 0 | 0 |  | 0 | 0.00 | 0 | 0 |  | 0.0 |  | True | 1
|  |  | 1 |  |  | NOTE: Includes 24/7 parts & service assistance, call 414-671-6350 |  | 0 | 0 | 0 |  | 0 | 0.00 | 0 | 0 |  | 0.0 |  | True | 1
874 | Gaylord | COMMAND CENTER | 1 | ea | EXHAUST HOOD CONTROL CABINET |  |  | 0 | 0 | 0 |  | 0 | 0.00 | 0 | 0 |  | 0.0 |  | True | 0
875-880 |  |  | 0 |  | SpareNo | SpareNo |  | 0 | 0 | 0 |  | 0 | 0.00 | 0 | 0 |  | 0.0 |  | True | 0 | SpareNo
|  |  | 0 |  |  | ICE CREAM AREA |  | 0 | 0 | 0 |  | 0 | 0.00 | 0 | 0 |  | 0.0 |  | True | 0
881 | Custom Fabrication | STAINLESS STEEL | 1 | ea | ICE CREAM SERVING TABLE |  |  | 0 | 0 | 0 |  | 0 | 0.00 | 0 | 0 |  | 0.0 |  | True | 0
882 | Advance Tabco | 7-PS-42 | 1 | ea | DROP-IN HAND SINK | Recessed Hand Sink, 14"W x 10"D x 5" deep sink bowl, includes: 4" OC deck mounted gooseneck faucet with aerator, soap & paper towel dispensers, 4"H side splashes, 304 stainless steel, NSF (countertop opening not to exceed 17-1/4" (front to back) x 17-3/8" (left to right)) |  | 1954 | 1954 | 3908 | 50 | 1954 | 30.00 | 0 | 0 | 100 | 2.00000 |  | True | 1
| Advance Tabco | K-316-LU | 1 | ea |  | Wrist Handles Only, for splash or deck mount hand sink faucet (1 pair hot & cold 4" long blades), fits faucets supplied after November 2015 with hot & cold color rings that do not have exposed screw head |  | 83.5 | 83.5 | 167 | 50 | 83.5 | 2.00 | 0 | 0 | 77.5 | 0.0 |  | True | 1
| Advance Tabco | 7-PS-10 | 1 | ea |  | P-trap, heavy duty, 1-1/2", 17 gauge |  | 93.5 | 93.5 | 187 | 50 | 93.5 | 1.00 | 0 | 0 | 77.5 | 0.0 |  | True | 1
883 | Custom Fabrication | STAINLESS STEEL | 1 | ea | TRASH CHUTE |  |  | 0 | 0 | 0 |  | 0 | 0.00 | 0 | 0 |  | 0.0 |  | True | 0
884 | Rubbermaid | FG354060GRAY | 1 | ea | TRASH RECEPTACLE | Slim Jim® Container, 23 gallon, 22"W x 11"D x 30"H, with venting channels, molded-in handles, general purpose waste, open type without lid, high-impact plastic construction, gray, Made in USA |  | 47.13 | 47.13 | 94.26 | 50 | 47.13 | 8.24 | 0 | 0 | 150 | 0.0 |  | True | 4
885 |  |  | 0 |  | SpareNo | SpareNo |  | 0 | 0 | 0 |  | 0 | 0.00 | 0 | 0 |  | 0.0 |  | True | 0 | SpareNo
886 | Carpigiani | LB100 B A | 1 | ea | BATCH ICE CREAM FREEZER | (A=Air) Batch Freezer, counter model, air-cooled, single speed, 4-1/2 gallons per hour (18 qt.), electronic H.O.M control system, adjustable timer, welded steel construction, R404A, 208-230v/60/1-ph, NSF, cULus, (Material Code: US908019000), (contact factory for price) |  | 0 | 0 | 0 | 50 | 0 | 209.00 | 0 | 0 | 85 | 0.0 |  | True | 1
|  |  | 1 |  |  | Note: For pricing, please email info@carpigiani-usa.com. |  | 0 | 0 | 0 |  | 0 | 0.00 | 0 | 0 |  | 0.0 |  | True | 1
| Carpigiani | START-UP PROCESSING FEE | 1 | ea |  | Start-up Processing Fee (NET) |  | 50 | 50 | 0 | =Net= | 50 | 0.00 | 0 | 0 |  | 0.0 |  | True | 1
887 | Fisher | 3041 | 1 | ea | Dipper Well | Dipper Well Faucet and Sink, 6-7/8" diameter, 1-1/2" x 4" tailpiece, 40° - 140°F system limits, 200 psi maximum static pressure limit, stainless steel seat faucet, stainless steel pan with removable inner shell |  | 171 | 171 | 342 | 50 | 171 | 3.00 | 0 | 0 | 77.5 | 0.0 |  | True | 1
888 | Delfield | N225P | 1 | ea | Ice Cream Dipping Cabinet | Ice Cream Dipping Cabinet/Freezer, drop-in type, 6 gallon capacity, self-contained, removable cover with handle, stainless steel top and lid, includes (1) 13" x 25" stainless steel louver, 1/5 HP, (26.62" x 16.12" cutout required), R290 Hydrocarbon refrigerant, UL, NSF |  | 4759 | 4759 | 9518 | 50 | 4759 | 115.00 | 0 | 0 | 92.5 | 0.0 |  | True | 1
|  |  | 1 | ea |  | Introducing: Freight Made Simple 6% on Single purchase orders shipping to one location**. Liftgate & inside delivery not included. Nationwide Freight* *Continental United States only **6% Must be manually calculated on your purchase order total, $200 minimum. If you have any questions, please contact Customer Service at 1-800-733-8948 |  | 0 | 0 | 0 |  | 0 | 0.00 | 0 | 0 |  | 0.0 |  | True | 1
|  |  | 1 |  |  | 115v/60/1-ph, 1.8 amps, NEMA 5-15P, standard |  | 0 | 0 | 0 |  | 0 | 0.00 | 0 | 0 |  | 0.0 |  | True | 1
889 |  |  | 0 |  | SpareNo | SpareNo |  | 0 | 0 | 0 |  | 0 | 0.00 | 0 | 0 |  | 0.0 |  | True | 0 | SpareNo
890 |  |  | 0 |  | SpareNo | SpareNo |  | 0 | 0 | 0 |  | 0 | 0.00 | 0 | 0 |  | 0.0 |  | True | 0 | SpareNo
891 | Custom Fabrication | STAINLESS STEEL | 1 | ea | TRASH CHUTE |  |  | 0 | 0 | 0 |  | 0 | 0.00 | 0 | 0 |  | 0.0 |  | True | 0
892 | Rubbermaid | FG354060GRAY | 1 | ea | TRASH RECEPTACLE | Slim Jim® Container, 23 gallon, 22"W x 11"D x 30"H, with venting channels, molded-in handles, general purpose waste, open type without lid, high-impact plastic construction, gray, Made in USA |  | 47.13 | 47.13 | 94.26 | 50 | 47.13 | 8.24 | 0 | 0 | 150 | 0.0 |  | True | 4
893 | OS&E | POS SYSTEM | 1 | ea | POS SYSTEM | BY OS&E |  | 0 | 0 | 0 |  | 0 | 0.00 | 0 | 0 |  | 0.0 |  | True | 0
894 | OS&e | OS&E | 1 | ea | POS PRINTER | BY OS&E |  | 0 | 0 | 0 |  | 0 | 0.00 | 0 | 0 |  | 0.0 |  | True | 0
895 |  |  | 0 |  | SpareNo | SpareNo |  | 0 | 0 | 0 |  | 0 | 0.00 | 0 | 0 |  | 0.0 |  | True | 0 | SpareNo
896 | Custom Fabrication | STAINLESS STEEL | 1 | ea | PASS-THRU WINDOW WITH SHELF |  |  | 0 | 0 | 0 |  | 0 | 0.00 | 0 | 0 |  | 0.0 |  | True | 0
897 |  |  | 0 |  | SpareNo | SpareNo |  | 0 | 0 | 0 |  | 0 | 0.00 | 0 | 0 |  | 0.0 |  | True | 0 | SpareNo
898 |  |  | 0 |  | SpareNo | SpareNo |  | 0 | 0 | 0 |  | 0 | 0.00 | 0 | 0 |  | 0.0 |  | True | 0 | SpareNo
899 |  |  | 0 |  | SpareNo | SpareNo |  | 0 | 0 | 0 |  | 0 | 0.00 | 0 | 0 |  | 0.0 |  | True | 0 | SpareNo
900 |  |  | 0 |  | SpareNo | SpareNo |  | 0 | 0 | 0 |  | 0 | 0.00 | 0 | 0 |  | 0.0 |  | True | 0 | SpareNo
|  |  | 0 |  |  | WAREWASH AREA |  | 0 | 0 | 0 |  | 0 | 0.00 | 0 | 0 |  | 0.0 |  | True | 0
901 | Advance Tabco | 7-PS-68 | 1 | ea | HAND SINK | Hand Sink, wall mounted, 14" wide x 10" front-to-back x 5" deep bowl, 20 gauge 304 stainless steel, with splash mounted gooseneck faucet with wrist blades, basket drain, wall bracket, NSF, cCSAus |  | 499 | 499 | 998 | 50 | 499 | 13.00 | 0 | 0 | 100 | 2.00000 |  | True | 1
| Advance Tabco | 7-PS-10 | 1 | ea |  | P-trap, heavy duty, 1-1/2", 17 gauge |  | 93.5 | 93.5 | 187 | 50 | 93.5 | 1.00 | 0 | 0 | 77.5 | 0.0 |  | True | 1
| Advance Tabco | 7-PS-15 | 1 | ea |  | Welded Side Splash, 12"H (installed height), both sides, for hand sinks with 14" wide x 10" front-to-back bowl, splash mounted faucets |  | 356.5 | 356.5 | 713 | 50 | 356.5 | 14.00 | 0 | 0 | 100 | 1.00000 |  | True | 1
902 | Rubbermaid | FG354060GRAY | 1 | ea | TRASH RECEPTACLE | Slim Jim® Container, 23 gallon, 22"W x 11"D x 30"H, with venting channels, molded-in handles, general purpose waste, open type without lid, high-impact plastic construction, gray, Made in USA |  | 47.13 | 47.13 | 94.26 | 50 | 47.13 | 8.24 | 0 | 0 | 150 | 0.0 |  | True | 4
903 | Custom Fabrication | STAINLESS STEEL | 1 | ea | SOILED DISH TABLE WITH SINK |  |  | 0 | 0 | 0 |  | 0 | 0.00 | 0 | 0 |  | 0.0 |  | True | 0
904 | Custom Fabrication | STAINLESS STEEL | 1 | ea | DISH DROP WINDOW WITH SHELF |  |  | 0 | 0 | 0 |  | 0 | 0.00 | 0 | 0 |  | 0.0 |  | True | 0
905 |  |  | 0 |  | SpareNo | SpareNo |  | 0 | 0 | 0 |  | 0 | 0.00 | 0 | 0 |  | 0.0 |  | True | 0 | SpareNo
906 | Custom Fabrication | STAINLESS STEEL | 1 | ea | DOUBLE SIDED GLASS RACK SHELF |  |  | 0 | 0 | 0 |  | 0 | 0.00 | 0 | 0 |  | 0.0 |  | True | 0
907 | Rubbermaid | FG262000GRAY | 2 | ea | TRASH RECEPTACLE | ProSave® Brute® Container, without lid, 20 gallon, 19-1/2"D x 22-7/8"H, round, reinforced rims, built in handles, double rimmed base, high-impact plastic construction, gray, NSF | 0.05 | 22.5015 | 45 | 42.86 | 50 | 21.43 | 5.83 | 0 | 0 | 250 | 0.0 |  | True | 6
| Rubbermaid | FG264000BLA | 2 | ea | Trash Receptacle, Dolly | Brute® Dolly, 18-1/4"D x 6-5/8"H, heavy duty 3" casters, 250 lb. capacity, for 2620, 2632, 2643, 2655, black | 0.05 | 45.255 | 90.52 | 86.2 | 50 | 43.1 | 5.73 | 0 | 0 | 250 | 0.0 |  | True | 2
| Rubbermaid | FG9G7700WHT | 2 | ea | Trash Receptacle Lid / Top | ProSave® Sliding Container Lid, fits container Brute® 2620, 20-3/4" dia. x 5"H, includes 3 cup portioning scoop (9G52), clear rotating sliding door, dishwasher safe, white, NSF, S.O.S. (Special Order Smallwares) product; see SOS document for details | 0.05 | 53.298 | 106.6 | 101.52 | 50 | 50.76 | 4.85 | 0 | 0 | 250 | 1.44 |  | True | 1
908 | Fisher | 34452 | 1 | ea | PRE-RINSE UNIT | Pre-Rinse Unit, spring style, backsplash mount, 8" centers, 16" riser, 36" hose, 1.15 GPM Ultra-Spray™ PLUS spray valve with built-in spray handle clip & dish guard bumper, lever handles with color coded indexes, add-on faucet with 10" swing spout, includes wall bracket, 1/2" NPT male inlets, brass, ADA Compliant |  | 310 | 310 | 620 | 50 | 310 | 15.00 | 0 | 0 | 77.5 | 0.0 |  | True | 1
909 |  |  | 0 |  | SpareNo | SpareNo |  | 0 | 0 | 0 |  | 0 | 0.00 | 0 | 0 |  | 0.0 |  | True | 0 | SpareNo
910 |  |  | 0 |  | SpareNo | SpareNo |  | 0 | 0 | 0 |  | 0 | 0.00 | 0 | 0 |  | 0.0 |  | True | 0 | SpareNo
911 | Hobart | CL44ENVL+BUILDUP | 1 | ea | DISH MACHINE | Ventless Conveyor Dishwasher, heat pump energy recovery operation, single tank, (202) racks/hour, Opti-Rinse™ system, insulated hinged cabinet-style doors with door interlock switches, door actuated drain closure, pressure reducing valve, self-aligning wash manifolds, stainless steel anti-clogging wash arms, removable pump intake screen, stainless steel self-draining pump & impeller, (1) scrap screen & basket, 19-1/2"H chamber accommodates (6) sheet pans, 0.62 gallon/rack, stainless steel enclosure panels, NSF rated pot and pan mode, programmable microprocessor controls with low temperature, dirty water, and de-lime notification, 30kW stainless booster heater, 9kW wash tank heater, 4 HP compressor, 1/6 HP drive, 2 HP wash, 1/6 HP heat pump fan, ENERGY STAR® (heat pump ships separately) |  | 0 | 0 | 0 |  | 0 | 729.00 | 0 | 0 |  | 127.00000 |  | True | 1
912 | Custom Fabrication | STAINLESS STEEL | 1 | ea | CLEAN DISH TABLE |  |  | 0 | 0 | 0 |  | 0 | 0.00 | 0 | 0 |  | 0.0 |  | True | 0
913 | Custom Fabrication | STAINLESS STEEL | 1 | ea | GLASS RACK SHELF |  |  | 0 | 0 | 0 |  | 0 | 0.00 | 0 | 0 |  | 0.0 |  | True | 0
914 | Champion | UH230B | 1 | ea | UNDER-COUNTER DISH MACHINE | Dishwasher, undercounter, 24"W x 25"D x 33-3/4"H, high temperature sanitizing, with StemsSure™ soft start to protect glasses & dishes from chipping & breaking, (40) racks per hour capacity, 90 second cycle, top mounted controls with prime switch, 15-3/4"H door opening, door safety switch, advanced digital thermometer monitoring, stainless steel top & side panels, quiet double-wall construction, detergent & rinse aid pumps, automatic drain cycle, pumped drain, built-in electric booster for 180°F final rinse water (standard 70°F/39°C rise), rinse sentry – extends the cycle time to ensure 180°F final rinse, low-water tank heat protection, automatic tank fill, (1) peg rack, (1) flat rack, 1 HP wash pump motor, Water pressure regulating valve (unmounted), Shear Energy – a reduction in energy requirements while maximizing performance, Multi-Power – includes: Multi-Volt & Multi-Phase (Allows for infield conversion to 208-240 volt and/or single to three phase with ease), NSF, cETLus, ENERGY STAR® |  | 5957.5 | 5957.5 | 11915 | 50 | 5957.5 | 215.00 | 0 | 0 |  | 15.00000 |  | True | 1
|  |  | 1 |  |  | 1 year parts & labor warranty, standard |  | 0 | 0 | 0 |  | 0 | 0.00 | 0 | 0 |  | 0.0 |  | True | 1
|  |  | 1 |  |  | 9kW booster, 100°F Rise |  | 565 | 565 | 1130 | 50 | 565 | 0.00 | 0 | 0 |  | 0.0 |  | True | 1
|  |  | 1 |  |  | 208-240v/60/1-ph, 9kW booster (3 wire plus ground required) |  | 0 | 0 | 0 |  | 0 | 0.00 | 0 | 0 |  | 0.0 |  | True | 1
|  |  | 1 |  |  | Drain water tempering kit (un-mounted) |  | 463.5 | 463.5 | 927 | 50 | 463.5 | 0.00 | 0 | 0 |  | 0.0 |  | True | 1
| Champion | ROLLER KIT | 1 | ea |  | Roller Kit, 1", set of (4) casters, (2) braked |  | 152.5 | 152.5 | 305 | 50 | 152.5 | 0.00 | 0 | 0 |  | 0.0 |  | True | 1
915 |  |  | 0 |  | SpareNo | SpareNo |  | 0 | 0 | 0 |  | 0 | 0.00 | 0 | 0 |  | 0.0 |  | True | 0 | SpareNo
916 | Metro | CBH2121C | 2 | ea | GLASS RACK DOLLY | Dolly, for Cup/Glass Rack, platform design, single stack, designed for 20" x 20" racks, all aluminum construction, with corner bumpers & handle |  | 484 | 968 | 968 | 50 | 484 | 34.00 | 0 | 0 | 70 | 1.31000 |  | True | 1
917 | Custom Fabrication | STAINLESS STEEL | 1 | ea | POT SINK |  |  | 0 | 0 | 0 |  | 0 | 0.00 | 0 | 0 |  | 0.0 |  | True | 0
918 | Custom Fabrication | STAINLESS STEEL | 1 | ea | POT SHELF |  |  | 0 | 0 | 0 |  | 0 | 0.00 | 0 | 0 |  | 0.0 |  | True | 0
919 |  |  | 0 |  | SpareNo | SpareNo |  | 0 | 0 | 0 |  | 0 | 0.00 | 0 | 0 |  | 0.0 |  | True | 0 | SpareNo
920 |  |  | 0 |  | SpareNo | SpareNo |  | 0 | 0 | 0 |  | 0 | 0.00 | 0 | 0 |  | 0.0 |  | True | 0 | SpareNo
921 | Fisher | 34452 | 1 | ea | PRE-RINSE UNIT | Pre-Rinse Unit, spring style, backsplash mount, 8" centers, 16" riser, 36" hose, 1.15 GPM Ultra-Spray™ PLUS spray valve with built-in spray handle clip & dish guard bumper, lever handles with color coded indexes, add-on faucet with 10" swing spout, includes wall bracket, 1/2" NPT male inlets, brass, ADA Compliant |  | 310 | 310 | 620 | 50 | 310 | 15.00 | 0 | 0 | 77.5 | 0.0 |  | True | 1
922 | Custom Fabrication | STAINLESS STEEL | 1 | ea | POT SHELF |  |  | 0 | 0 | 0 |  | 0 | 0.00 | 0 | 0 |  | 0.0 |  | True | 0
923 | Custom Fabrication | STAINLESS STEEL | 1 | ea | FLOOR TROUGH AND GRATE |  |  | 0 | 0 | 0 |  | 0 | 0.00 | 0 | 0 |  | 0.0 |  | True | 0
924 | Metro | 1848NK3 | 1 | ea | CLEAN DISH STORAGE SHELVING | Super Erecta® Shelf, wire, 48"W x 18"D, plastic split sleeves are included in each carton, Metroseal 3™ epoxy-coated corrosion-resistant finish with Microban® antimicrobial protection, NSF | 0.05 | 384.9982 | 385 | 733.33 | 50 | 366.665 | 12.00 | 0 | 0 | 70 | 0.8 |  | True | 1
925 |  |  | 0 |  | SpareNo | SpareNo |  | 0 | 0 | 0 |  | 0 | 0.00 | 0 | 0 |  | 0.0 |  | True | 0 | SpareNo
926 | GC |  | 1 | ea | MOP RACK | BY GENERAL CONTRACTOR |  | 0 | 0 | 0 |  | 0 | 0.00 | 0 | 0 |  | 0.0 |  | True | 0
927 | GC |  | 1 | ea | MOP SINK | BY GENERAL CONTRACTOR |  | 0 | 0 | 0 |  | 0 | 0.00 | 0 | 0 |  | 0.0 |  | True | 0
928 | GC |  | 1 | ea | HOSE BIBB | BY GENERAL CONTRACTOR |  | 0 | 0 | 0 |  | 0 | 0.00 | 0 | 0 |  | 0.0 |  | True | 0
929 |  |  | 0 |  | SpareNo | SpareNo |  | 0 | 0 | 0 |  | 0 | 0.00 | 0 | 0 |  | 0.0 |  | True | 0 | SpareNo
930 |  |  | 0 |  | SpareNo | SpareNo |  | 0 | 0 | 0 |  | 0 | 0.00 | 0 | 0 |  | 0.0 |  | True | 0 | SpareNo
931 | Custom Fabrication | STAINLESS STEEL | 1 | ea | WALL SHELF |  |  | 0 | 0 | 0 |  | 0 | 0.00 | 0 | 0 |  | 0.0 |  | True | 0
932 | Metro | 1848NC | 1 | ea | DETERGENT STORAGE SHELVING | Super Erecta® Shelf, wire, 48"W x 18"D, plastic split sleeves are included in each carton, Metroseal 3™ epoxy-coated corrosion-resistant finish with Microban® antimicrobial protection, NSF | 0.05 | 384.9982 | 385 | 733.33 | 50 | 366.665 | 12.00 | 0 | 0 | 70 | 0.8 |  | True | 1
933 |  |  | 0 |  | SpareNo | SpareNo |  | 0 | 0 | 0 |  | 0 | 0.00 | 0 | 0 |  | 0.0 |  | True | 0 | SpareNo
934 |  |  | 0 |  | SpareNo | SpareNo |  | 0 | 0 | 0 |  | 0 | 0.00 | 0 | 0 |  | 0.0 |  | True | 0 | SpareNo
935-1000 |  |  | 0 |  | SpareNo | SpareNo |  | 0 | 0 | 0 |  | 0 | 0.00 | 0 | 0 |  | 0.0 |  | True | 0 | SpareNo
|  |  | 0 |  |  | POOL BAR AREA |  | 0 | 0 | 0 |  | 0 | 0.00 | 0 | 0 |  | 0.0 |  | True | 0
1001 | GC |  | 1 | ea | BAR TOP AND DIE | MILLWORK BY GENERAL CONTRACTOR |  | 0 | 0 | 0 |  | 0 | 0.00 | 0 | 0 |  | 0.0 |  | True | 0
1002 | Perlick | TSF24SC | 1 | ea | Drainboard | Underbar Storage Cabinet 24"W x 24"D, 4" or 6"H backsplash with 1" return at top, pitched drainboard top with 1-1/2" NPS drain socket with 1/2" OD barb & 1/2" ID anti-microbial tubing, 1-1/2" NPS male drain center back of cabinet bottom, (1) adjustable intermediate shelf, stainless steel construction, Perlick Quick Clamp stainless steel legs & adjustable feet, NSF Listed |  | 1142.5 | 1142.5 | 2285 | 50 | 1142.5 | 65.00 | 0 | 0 | 100 | 0.0 |  | True | 1
|  |  | 1 |  |  | 6" backsplash |  | 0 | 0 | 0 |  | 0 | 0.00 | 0 | 0 |  | 0.0 |  | True | 1
| Perlick | 1039805 | 2 | ea |  | Perlick Flex Mount Leg Relocation Kit, Includes: (1) Rails, (1) Bolts, and (1)Tightening Knobs |  | 50 | 100 | 100 | 50 | 50 | 0.00 | 0 | 0 |  | 0.0 |  | True | 1
| Perlick | 1032968-24 | 1 | ea |  | TSF Series 24"W Perforated Drainboard Insert, 'Stadium' shaped perforations, stainless steel construction, factory installed |  | 145 | 145 | 290 | 50 | 145 | 0.00 | 0 | 0 | 100 | 576.00000 |  | True | 1
1003 | Perlick | PKD24B | 1 | ea | Glasswasher | Underbar Glasswasher, door type, 24"W, low temperature chemical sanitizing, (30) 20" x 20" racks per hour, 12-1/8" maximum glass height, upper & lower stainless steel wash arms with reinforced caps, built-in chemical pumps & deliming system, pumped drain, stainless steel construction, 4" adjustable legs, 1 HP wash pump motor, 115v/60/1-ph, 16.0 amps, NSF, UL |  | 7760 | 7760 | 15520 | 50 | 7760 | 190.00 | 0 | 0 | 92.5 | 0.0 |  | True | 1
|  |  | 1 |  |  | 1 yr. parts & labor warranty |  | 0 | 0 | 0 |  | 0 | 0.00 | 0 | 0 |  | 0.0 |  | True | 1
1004 | Perlick | TSF24SC | 1 | ea | Drainboard | Underbar Storage Cabinet 24"W x 24"D, 4" or 6"H backsplash with 1" return at top, pitched drainboard top with 1-1/2" NPS drain socket with 1/2" OD barb & 1/2" ID anti-microbial tubing, 1-1/2" NPS male drain center back of cabinet bottom, (1) adjustable intermediate shelf, stainless steel construction, Perlick Quick Clamp stainless steel legs & adjustable feet, NSF Listed |  | 1142.5 | 1142.5 | 2285 | 50 | 1142.5 | 65.00 | 0 | 0 | 100 | 0.0 |  | True | 1
|  |  | 1 |  |  | 6" backsplash |  | 0 | 0 | 0 |  | 0 | 0.00 | 0 | 0 |  | 0.0 |  | True | 1
| Perlick | 1039805 | 2 | ea |  | Perlick Flex Mount Leg Relocation Kit, Includes: (1) Rails, (1) Bolts, and (1)Tightening Knobs |  | 50 | 100 | 100 | 50 | 50 | 0.00 | 0 | 0 |  | 0.0 |  | True | 1
| Perlick | 1032968-24 | 1 | ea |  | TSF Series 24"W Perforated Drainboard Insert, 'Stadium' shaped perforations, stainless steel construction, factory installed |  | 145 | 145 | 290 | 50 | 145 | 0.00 | 0 | 0 | 100 | 576.00000 |  | True | 1
1005 |  |  | 0 |  | SpareNo | SpareNo |  | 0 | 0 | 0 |  | 0 | 0.00 | 0 | 0 |  | 0.0 |  | True | 0 | SpareNo
1006 | Perlick | CUSTOM | 1 | ea | CORNER DRAINBOARD |  |  | 0 | 0 | 0 |  | 0 | 0.00 | 0 | 0 |  | 0.0 |  | True | 0
1007 | Perlick | CUSTOM | 1 | ea | FILLER PIECE |  |  | 0 | 0 | 0 |  | 0 | 0.00 | 0 | 0 |  | 0.0 |  | True | 0
1008 | Perlick | TSF12BTB | 1 | ea | TRASH UNIT | TSF Series Trash Receptacle Top Cover, 12"W x 24"D x 13-9/16"H, stainless steel construction (wastebasket is not included), 6"H backsplash, 8-3/8" x 6-3/8" opening for trash (requires support by adjacent underbar equipment or accessory end panel & leg kit) |  | 451 | 451 | 902 | 50 | 451 | 25.00 | 0 | 0 | 100 | 0.0 |  | True | 1
|  |  | 1 |  |  | 6" Backsplash standard |  | 0 | 0 | 0 |  | 0 | 0.00 | 0 | 0 |  | 0.0 |  | True | 1
1009 |  |  | 0 |  | SpareNo | SpareNo |  | 0 | 0 | 0 |  | 0 | 0.00 | 0 | 0 |  | 0.0 |  | True | 0 | SpareNo
1010 |  |  | 0 |  | SpareNo | SpareNo |  | 0 | 0 | 0 |  | 0 | 0.00 | 0 | 0 |  | 0.0 |  | True | 0 | SpareNo
1011 | Perlick | TS12DS | 1 | ea | DUMP SINK | TS Series Underbar Wet Waste Sink Unit, 12"W x 18-9/16"D, 10" wide x 14" front-to-back x 9-1/4" deep 18 gauge stainless steel sink, backsplash, 4" OC splash mount faucet holes, 1-1/2" NPS male drain, stainless steel construction, Perlick Quick Clamp tool less leg attachment, stainless steel legs with 1" adjustable thermoplastic feet |  | 750 | 750 | 1500 | 50 | 750 | 45.00 | 0 | 0 | 100 | 0.0 |  | True | 1
|  |  | 1 |  |  | 6" Backsplash standard |  | 0 | 0 | 0 |  | 0 | 0.00 | 0 | 0 |  | 0.0 |  | True | 1
| Perlick | 934GN-LF | 1 | ea |  | Front Loading Faucet, wall/splash mount, lead free, gooseneck spout, faucet valves includes: built-in check valves to prevent back flow or across flow, (2) 3/8" O.D. x 3/8" O.D. x 18", braided stainless steel supply lines included |  | 286.5 | 286.5 | 573 | 50 | 286.5 | 0.00 | 0 | 0 |  | 0.0 |  | True | 1
| Perlick | 7055-48 | 1 | ea |  | Perforated Wet Waste Pan, 7 quart capacity, stainless steel (10-3/8" x 12-3/4" x 4" deep) |  | 92.5 | 92.5 | 185 | 50 | 92.5 | 0.00 | 0 | 0 | 100 | 0.0 |  | True | 1
| Perlick | 7054R | 1 |  |  | End Splash, right, 6", for TS or TSF series |  | 112.5 | 112.5 | 225 | 50 | 112.5 | 0.00 | 0 | 0 | 100 | 0.0 |  | True | 1
| Perlick | 7054L | 1 |  |  | End Splash, left, 6", for TS or TSF series |  | 112.5 | 112.5 | 225 | 50 | 112.5 | 0.00 | 0 | 0 | 100 | 0.0 |  | True | 1
1012 | Perlick | TSC24IC | 1 | ea | COCKTAIL STATION | Tobin Ellis Signature Ice Chest, modular, 24"W, approximately 50 lbs. ice capacity, 6"H backsplash with 1" return, ABS plastic top ledge, stainless steel top & sides, stainless steel interior, galvanized steel back & bottom, 1/2" NPS drain, stainless steel legs with adjustable thermoplastic feet, NSF |  | 1157.5 | 1157.5 | 2315 | 50 | 1157.5 | 60.00 | 0 | 0 |  | 0.0 |  | True | 1
|  |  | 1 |  |  | 6" Backsplash standard |  | 0 | 0 | 0 |  | 0 | 0.00 | 0 | 0 |  | 0.0 |  | True | 1
|  |  | 1 |  |  | Covers MUST be selected to satisfy NSF and/or local code requirements |  | 0 | 0 | 0 |  | 0 | 0.00 | 0 | 0 |  | 0.0 |  | True | 1
| Perlick | ICC-C24 | 1 | ea |  | Tobin Ellis Signature Ice Chest Covers, 3-piece sliding assembly, 24"W, front & back, stainless steel (for TSC24 ice chests) |  | 201 | 201 | 402 | 50 | 201 | 0.00 | 0 | 0 |  | 0.0 |  | True | 1
| Perlick | ICC-TSC | 2 | ea |  | Tobin Ellis Signature Ice Bin Divider, stainless steel, for TSC series ice chests |  | 70 | 140 | 140 | 50 | 70 | 0.00 | 0 | 0 |  | 0.0 |  | True | 1
1013 | Perlick | SR-D36A | 1 | ea | DOUBLE Speed Rail | Speed Rail, double, 36" W, stainless steel construction, factory installed |  | 335 | 335 | 670 | 50 | 335 | 0.00 | 0 | 0 |  | 0.0 |  | True | 1
1014 | Perlick | CUSTOM | 1 | ea | FILLER PIECE |  |  | 0 | 0 | 0 |  | 0 | 0.00 | 0 | 0 |  | 0.0 |  | True | 0
1015 |  |  | 0 |  | SpareNo | SpareNo |  | 0 | 0 | 0 |  | 0 | 0.00 | 0 | 0 |  | 0.0 |  | True | 0 | SpareNo
1016 | Perlick | TSF4SGB | 1 | ea | Soda Gun HOLDER | TSF Series Soda Gun Filler Section, 4"W x 24"D x 22"H, all stainless steel construction, universal design accepts either Wunder-Bar® & Schroeder America™ 8-14 product soda manifolds & drip cups (accepts only NON-FLOW CONTROL manifolds that don't exceed 3" in overall thickness), interior mounted manifold conceals soda lines, tool-less removal of top cover provides easy access, integrated drip cup mounting allows concealed routing of drip tube to waste drain, accessory speed rails can bypass or terminate on Soda Gun Filler, soda manifold, hose gun & drip cup NOT included, NSF |  | 496 | 496 | 992 | 50 | 496 | 18.00 | 0 | 0 | 100 | 0.0 |  | True | 1
1017 | Vendor | BY VENDOR | 1 | ea | SODA GUN | BY VENDOR |  | 0 | 0 | 0 |  | 0 | 0.00 | 0 | 0 |  | 0.0 |  | True | 0
1018 | Perlick | CUSTOM | 1 | ea | FILLER PIECE |  |  | 0 | 0 | 0 |  | 0 | 0.00 | 0 | 0 |  | 0.0 |  | True | 0
1019 |  |  | 0 |  | SpareNo | SpareNo |  | 0 | 0 | 0 |  | 0 | 0.00 | 0 | 0 |  | 0.0 |  | True | 0 | SpareNo
1020 |  |  | 0 |  | SpareNo | SpareNo |  | 0 | 0 | 0 |  | 0 | 0.00 | 0 | 0 |  | 0.0 |  | True | 0 | SpareNo
1021 | Perlick | HC24RS4 | 1 | ea | Undercounter Refrigerator | C-Series Refrigerator, undercounter, 23-7/8"W x 24"D, self-contained refrigeration, 34°F to 42°F temperature range, 5.3 cu. ft. interior volume, digital thermostat & control, LED interior lighting, (2) black vinyl-coated full extension shelves (adjustable) & (1) black-vinyl coated floor rack, (1) hinged door, front vented, self-evaporating condensate pan, galvanized back & base, stainless steel top, sides, & interior, R600a, 115v/60/1-ph, 1.6 amps, NEMA 5-15P, NSF, cULus, ETL-Sanitation |  | 3221 | 3221 | 6442 | 50 | 3221 | 185.00 | 0 | 0 | 85 | 0.0 |  | True | 1
|  |  | 1 |  |  | WARNING: The materials used in this product may contain chemicals known to the State of California to cause cancer and birth defects or other reproductive harm. For more information go to www.P65Warnings.ca.gov |  | 0 | 0 | 0 |  | 0 | 0.00 | 0 | 0 |  | 0.0 |  | True | 1
|  |  | 1 |  |  | 5 yr. compressor warranty, 1 yr. parts & labor warranty |  | 0 | 0 | 0 |  | 0 | 0.00 | 0 | 0 |  | 0.0 |  | True | 1
|  |  | 1 |  |  | Door finish: glass with stainless steel frame |  | 280 | 280 | 560 | 50 | 280 | 0.00 | 0 | 0 |  | 0.0 |  | True | 1
|  |  | 1 |  |  | Left hinged(nc) |  | 0 | 0 | 0 |  | 0 | 0.00 | 0 | 0 |  | 0.0 |  | True | 1
|  |  | 1 |  |  | Full length, 24", stainless steel grip with chrome endcaps |  | 0 | 0 | 0 |  | 0 | 0.00 | 0 | 0 |  | 0.0 |  | True | 1
|  |  | 1 | ea |  | Door lock, chrome |  | 94 | 94 | 188 | 50 | 94 | 0.00 | 0 | 0 |  | 0.0 |  | True | 1
|  |  | 1 |  |  | No dispensing |  | 0 | 0 | 0 |  | 0 | 0.00 | 0 | 0 |  | 0.0 |  | True | 1
| Perlick | 66736 | 1 | st |  | Casters, 3-3/4", includes mounting platform (set of 4) |  | 295.5 | 295.5 | 591 | 50 | 295.5 | 0.00 | 0 | 0 | 92.5 | 0.0 |  | True | 1
1022 | Perlick | CUSTOM | 1 | ea | DRAINBOARD TOP |  |  | 0 | 0 | 0 |  | 0 | 0.00 | 0 | 0 |  | 0.0 |  | True | 0
1023 | Perlick | HB24FS-SD-STK | 1 | ea | Undercounter Freezer | (QuickShip) ADA Series Freezer, undercounter, 23-7/8"W x 24"D, self-contained refrigeration, -10° to 10°F temperature range, (4.8) cu. ft. interior capacity, digital thermostat & control, LED interior lighting, stainless steel drawers with lock, front vented, automatic defrost, galvanized back & base, stainless steel top, sides, & interior, R600a, 115v/60/1-ph, 2.4 amps, NEMA 5-15P, ETL-Sanitation, cULus, ADA Compliant |  | 4120 | 4120 | 8240 | 50 | 4120 | 195.00 | 0 | 0 | 150 | 0.0 |  | True | 1
|  |  | 1 |  |  | WARNING: The materials used in this product may contain chemicals known to the State of California to cause cancer and birth defects or other reproductive harm. For more information go to www.P65Warnings.ca.gov |  | 0 | 0 | 0 |  | 0 | 0.00 | 0 | 0 |  | 0.0 |  | True | 1
|  |  | 1 |  |  | Please note: This unit is intended for chilling glasses or holding product at freezing, not intended to hold food overnight or freeze ice cubes. |  | 0 | 0 | 0 |  | 0 | 0.00 | 0 | 0 |  | 0.0 |  | True | 1
|  |  | 1 |  |  | 5 yr. compressor warranty, 1 yr. parts & labor warranty |  | 0 | 0 | 0 |  | 0 | 0.00 | 0 | 0 |  | 0.0 |  | True | 1
| Perlick | 66736 | 1 | st |  | Casters, 3-3/4", includes mounting platform (set of 4) |  | 295.5 | 295.5 | 591 | 50 | 295.5 | 0.00 | 0 | 0 | 92.5 | 0.0 |  | True | 1
1024 | Perlick | CUSTOM | 1 | ea | FILLER PIECE |  |  | 0 | 0 | 0 |  | 0 | 0.00 | 0 | 0 |  | 0.0 |  | True | 0
1025 |  |  | 0 |  | SpareNo | SpareNo |  | 0 | 0 | 0 |  | 0 | 0.00 | 0 | 0 |  | 0.0 |  | True | 0 | SpareNo
1026 | Perlick | TSF12BTB | 1 | ea | TRASH UNIT | TSF Series Trash Receptacle Top Cover, 12"W x 24"D x 13-9/16"H, stainless steel construction (wastebasket is not included), 6"H backsplash, 8-3/8" x 6-3/8" opening for trash (requires support by adjacent underbar equipment or accessory end panel & leg kit) |  | 451 | 451 | 902 | 50 | 451 | 25.00 | 0 | 0 | 100 | 0.0 |  | True | 1
|  |  | 1 |  |  | 6" Backsplash standard |  | 0 | 0 | 0 |  | 0 | 0.00 | 0 | 0 |  | 0.0 |  | True | 1
1027 | Perlick | TS12DS | 1 | ea | DUMP SINK | TS Series Underbar Wet Waste Sink Unit, 12"W x 18-9/16"D, 10" wide x 14" front-to-back x 9-1/4" deep 18 gauge stainless steel sink, backsplash, 4" OC splash mount faucet holes, 1-1/2" NPS male drain, stainless steel construction, Perlick Quick Clamp tool less leg attachment, stainless steel legs with 1" adjustable thermoplastic feet |  | 750 | 750 | 1500 | 50 | 750 | 45.00 | 0 | 0 | 100 | 0.0 |  | True | 1
|  |  | 1 |  |  | 6" Backsplash standard |  | 0 | 0 | 0 |  | 0 | 0.00 | 0 | 0 |  | 0.0 |  | True | 1
| Perlick | 934GN-LF | 1 | ea |  | Front Loading Faucet, wall/splash mount, lead free, gooseneck spout, faucet valves includes: built-in check valves to prevent back flow or across flow, (2) 3/8" O.D. x 3/8" O.D. x 18", braided stainless steel supply lines included |  | 286.5 | 286.5 | 573 | 50 | 286.5 | 0.00 | 0 | 0 |  | 0.0 |  | True | 1
| Perlick | 7055-48 | 1 | ea |  | Perforated Wet Waste Pan, 7 quart capacity, stainless steel (10-3/8" x 12-3/4" x 4" deep) |  | 92.5 | 92.5 | 185 | 50 | 92.5 | 0.00 | 0 | 0 | 100 | 0.0 |  | True | 1
| Perlick | 7054R | 1 |  |  | End Splash, right, 6", for TS or TSF series |  | 112.5 | 112.5 | 225 | 50 | 112.5 | 0.00 | 0 | 0 | 100 | 0.0 |  | True | 1
| Perlick | 7054L | 1 |  |  | End Splash, left, 6", for TS or TSF series |  | 112.5 | 112.5 | 225 | 50 | 112.5 | 0.00 | 0 | 0 | 100 | 0.0 |  | True | 1
1028 | Perlick | TSC24IC | 1 | ea | COCKTAIL STATION | Tobin Ellis Signature Ice Chest, modular, 24"W, approximately 50 lbs. ice capacity, 6"H backsplash with 1" return, ABS plastic top ledge, stainless steel top & sides, stainless steel interior, galvanized steel back & bottom, 1/2" NPS drain, stainless steel legs with adjustable thermoplastic feet, NSF |  | 1157.5 | 1157.5 | 2315 | 50 | 1157.5 | 60.00 | 0 | 0 |  | 0.0 |  | True | 1
|  |  | 1 |  |  | 6" Backsplash standard |  | 0 | 0 | 0 |  | 0 | 0.00 | 0 | 0 |  | 0.0 |  | True | 1
|  |  | 1 |  |  | Covers MUST be selected to satisfy NSF and/or local code requirements |  | 0 | 0 | 0 |  | 0 | 0.00 | 0 | 0 |  | 0.0 |  | True | 1
| Perlick | ICC-C24 | 1 | ea |  | Tobin Ellis Signature Ice Chest Covers, 3-piece sliding assembly, 24"W, front & back, stainless steel (for TSC24 ice chests) |  | 201 | 201 | 402 | 50 | 201 | 0.00 | 0 | 0 |  | 0.0 |  | True | 1
| Perlick | ICC-TSC | 2 | ea |  | Tobin Ellis Signature Ice Bin Divider, stainless steel, for TSC series ice chests |  | 70 | 140 | 140 | 50 | 70 | 0.00 | 0 | 0 |  | 0.0 |  | True | 1
1029 |  |  | 0 |  | SpareNo | SpareNo |  | 0 | 0 | 0 |  | 0 | 0.00 | 0 | 0 |  | 0.0 |  | True | 0 | SpareNo
1030 |  |  | 0 |  | SpareNo | SpareNo |  | 0 | 0 | 0 |  | 0 | 0.00 | 0 | 0 |  | 0.0 |  | True | 0 | SpareNo
1031 | Perlick | SR-D36A | 1 | ea | DOUBLE Speed Rail | Speed Rail, double, 36" W, stainless steel construction, factory installed |  | 335 | 335 | 670 | 50 | 335 | 0.00 | 0 | 0 |  | 0.0 |  | True | 1
1032 | Perlick | TSF4SGB | 1 | ea | Soda Gun HOLDER | TSF Series Soda Gun Filler Section, 4"W x 24"D x 22"H, all stainless steel construction, universal design accepts either Wunder-Bar® & Schroeder America™ 8-14 product soda manifolds & drip cups (accepts only NON-FLOW CONTROL manifolds that don't exceed 3" in overall thickness), interior mounted manifold conceals soda lines, tool-less removal of top cover provides easy access, integrated drip cup mounting allows concealed routing of drip tube to waste drain, accessory speed rails can bypass or terminate on Soda Gun Filler, soda manifold, hose gun & drip cup NOT included, NSF |  | 496 | 496 | 992 | 50 | 496 | 18.00 | 0 | 0 | 100 | 0.0 |  | True | 1
1033 | Vendor | BY VENDOR | 1 | ea | SODA GUN | BY VENDOR |  | 0 | 0 | 0 |  | 0 | 0.00 | 0 | 0 |  | 0.0 |  | True | 0
1034 | Perlick | CUSTOM | 1 | ea | FILLER PIECE |  |  | 0 | 0 | 0 |  | 0 | 0.00 | 0 | 0 |  | 0.0 |  | True | 0
1035 |  |  | 0 |  | SpareNo | SpareNo |  | 0 | 0 | 0 |  | 0 | 0.00 | 0 | 0 |  | 0.0 |  | True | 0 | SpareNo
1036 | Perlick | HC24RS4 | 1 | ea | Undercounter Refrigerator | C-Series Refrigerator, undercounter, 23-7/8"W x 24"D, self-contained refrigeration, 34°F to 42°F temperature range, 5.3 cu. ft. interior volume, digital thermostat & control, LED interior lighting, (2) black vinyl-coated full extension shelves (adjustable) & (1) black-vinyl coated floor rack, (1) hinged door, front vented, self-evaporating condensate pan, galvanized back & base, stainless steel top, sides, & interior, R600a, 115v/60/1-ph, 1.6 amps, NEMA 5-15P, NSF, cULus, ETL-Sanitation |  | 3221 | 3221 | 6442 | 50 | 3221 | 185.00 | 0 | 0 | 85 | 0.0 |  | True | 1
|  |  | 1 |  |  | WARNING: The materials used in this product may contain chemicals known to the State of California to cause cancer and birth defects or other reproductive harm. For more information go to www.P65Warnings.ca.gov |  | 0 | 0 | 0 |  | 0 | 0.00 | 0 | 0 |  | 0.0 |  | True | 1
|  |  | 1 |  |  | 5 yr. compressor warranty, 1 yr. parts & labor warranty |  | 0 | 0 | 0 |  | 0 | 0.00 | 0 | 0 |  | 0.0 |  | True | 1
|  |  | 1 |  |  | Door finish: glass with stainless steel frame |  | 280 | 280 | 560 | 50 | 280 | 0.00 | 0 | 0 |  | 0.0 |  | True | 1
|  |  | 1 |  |  | Left hinged(nc) |  | 0 | 0 | 0 |  | 0 | 0.00 | 0 | 0 |  | 0.0 |  | True | 1
|  |  | 1 |  |  | Full length, 24", stainless steel grip with chrome endcaps |  | 0 | 0 | 0 |  | 0 | 0.00 | 0 | 0 |  | 0.0 |  | True | 1
|  |  | 1 | ea |  | Door lock, chrome |  | 94 | 94 | 188 | 50 | 94 | 0.00 | 0 | 0 |  | 0.0 |  | True | 1
|  |  | 1 |  |  | No dispensing |  | 0 | 0 | 0 |  | 0 | 0.00 | 0 | 0 |  | 0.0 |  | True | 1
| Perlick | 66736 | 1 | st |  | Casters, 3-3/4", includes mounting platform (set of 4) |  | 295.5 | 295.5 | 591 | 50 | 295.5 | 0.00 | 0 | 0 | 92.5 | 0.0 |  | True | 1
1037 | Perlick | CUSTOM | 1 | ea | DRAINBOARD TOP |  |  | 0 | 0 | 0 |  | 0 | 0.00 | 0 | 0 |  | 0.0 |  | True | 0
1038 | Perlick | TSF12HS | 1 | ea | Hand Sink | TSF Series Underbar Hand Sink Unit, 12"W x 24"D, 10" wide x 14" front-to-back x 9-1/4" deep 18 gauge stainless steel sink, backsplash, 4" OC splash mount faucet holes, (16) oz. pump soap dispenser integrated into front apron, C-fold paper towel dispenser integrated into front apron, stainless steel hinged door with magnetic catches, 1-1/2" NPS male drain, stainless steel construction, Perlick Quick Clamp tool less leg attachment, stainless steel legs with 1" adjustable thermoplastic feet |  | 1050 | 1050 | 2100 | 50 | 1050 | 50.00 | 0 | 0 | 100 | 0.0 |  | True | 1
|  |  | 1 |  |  | 6" Backsplash standard |  | 0 | 0 | 0 |  | 0 | 0.00 | 0 | 0 |  | 0.0 |  | True | 1
| Perlick | 1039805 | 2 | ea |  | Perlick Flex Mount Leg Relocation Kit, Includes: (1) Rails, (1) Bolts, and (1)Tightening Knobs |  | 50 | 100 | 100 | 50 | 50 | 0.00 | 0 | 0 |  | 0.0 |  | True | 1
| Perlick | 934GN-LF | 1 | ea |  | Front Loading Faucet, wall/splash mount, lead free, gooseneck spout, faucet valves includes: built-in check valves to prevent back flow or across flow, (2) 3/8" O.D. x 3/8" O.D. x 18", braided stainless steel supply lines included |  | 286.5 | 286.5 | 573 | 50 | 286.5 | 0.00 | 0 | 0 |  | 0.0 |  | True | 1
| Perlick | 7055-48 | 1 | ea |  | Perforated Wet Waste Pan, 7 quart capacity, stainless steel (10-3/8" x 12-3/4" x 4" deep) |  | 92.5 | 92.5 | 185 | 50 | 92.5 | 0.00 | 0 | 0 | 100 | 0.0 |  | True | 1
| Perlick | 7054R | 1 |  |  | End Splash, right, 6", for TS or TSF series |  | 112.5 | 112.5 | 225 | 50 | 112.5 | 0.00 | 0 | 0 | 100 | 0.0 |  | True | 1
| Perlick | 7054L | 1 |  |  | End Splash, left, 6", for TS or TSF series |  | 112.5 | 112.5 | 225 | 50 | 112.5 | 0.00 | 0 | 0 | 100 | 0.0 |  | True | 1
1039 |  |  | 0 |  | SpareNo | SpareNo |  | 0 | 0 | 0 |  | 0 | 0.00 | 0 | 0 |  | 0.0 |  | True | 0 | SpareNo
1040 |  |  | 0 |  | SpareNo | SpareNo |  | 0 | 0 | 0 |  | 0 | 0.00 | 0 | 0 |  | 0.0 |  | True | 0 | SpareNo
1041 | Perlick | TSF24SC | 1 | ea | Drainboard | Underbar Storage Cabinet 24"W x 24"D, 4" or 6"H backsplash with 1" return at top, pitched drainboard top with 1-1/2" NPS drain socket with 1/2" OD barb & 1/2" ID anti-microbial tubing, 1-1/2" NPS male drain center back of cabinet bottom, (1) adjustable intermediate shelf, stainless steel construction, Perlick Quick Clamp stainless steel legs & adjustable feet, NSF Listed |  | 1142.5 | 1142.5 | 2285 | 50 | 1142.5 | 65.00 | 0 | 0 | 100 | 0.0 |  | True | 1
|  |  | 1 |  |  | 6" backsplash |  | 0 | 0 | 0 |  | 0 | 0.00 | 0 | 0 |  | 0.0 |  | True | 1
| Perlick | 1039805 | 2 | ea |  | Perlick Flex Mount Leg Relocation Kit, Includes: (1) Rails, (1) Bolts, and (1)Tightening Knobs |  | 50 | 100 | 100 | 50 | 50 | 0.00 | 0 | 0 |  | 0.0 |  | True | 1
| Perlick | 1032968-24 | 1 | ea |  | TSF Series 24"W Perforated Drainboard Insert, 'Stadium' shaped perforations, stainless steel construction, factory installed |  | 145 | 145 | 290 | 50 | 145 | 0.00 | 0 | 0 | 100 | 576.00000 |  | True | 1
1042 | Rubbermaid | FG354060GRAY | 1 | ea | TRASH RECEPTACLE | Slim Jim® Container, 23 gallon, 22"W x 11"D x 30"H, with venting channels, molded-in handles, general purpose waste, open type without lid, high-impact plastic construction, gray, Made in USA |  | 61.27 | 61.27 | 122.54 | 50 | 61.27 | 8.24 | 0 | 0 | 150 | 0.0 |  | True | 4
1043 | Perlick | CUSTOM | 1 | ea | FILLER PIECE |  |  | 0 | 0 | 0 |  | 0 | 0.00 | 0 | 0 |  | 0.0 |  | True | 0
1044 | Perlick | TSF12BTB | 1 | ea | TRASH UNIT | TSF Series Trash Receptacle Top Cover, 12"W x 24"D x 13-9/16"H, stainless steel construction (wastebasket is not included), 6"H backsplash, 8-3/8" x 6-3/8" opening for trash (requires support by adjacent underbar equipment or accessory end panel & leg kit) |  | 451 | 451 | 902 | 50 | 451 | 25.00 | 0 | 0 | 100 | 0.0 |  | True | 1
|  |  | 1 |  |  | 6" Backsplash standard |  | 0 | 0 | 0 |  | 0 | 0.00 | 0 | 0 |  | 0.0 |  | True | 1
1045 |  |  | 0 |  | SpareNo | SpareNo |  | 0 | 0 | 0 |  | 0 | 0.00 | 0 | 0 |  | 0.0 |  | True | 0 | SpareNo
1046 | Perlick | TS12DS | 1 | ea | DUMP SINK | TS Series Underbar Wet Waste Sink Unit, 12"W x 18-9/16"D, 10" wide x 14" front-to-back x 9-1/4" deep 18 gauge stainless steel sink, backsplash, 4" OC splash mount faucet holes, 1-1/2" NPS male drain, stainless steel construction, Perlick Quick Clamp tool less leg attachment, stainless steel legs with 1" adjustable thermoplastic feet |  | 750 | 750 | 1500 | 50 | 750 | 45.00 | 0 | 0 | 100 | 0.0 |  | True | 1
|  |  | 1 |  |  | 6" Backsplash standard |  | 0 | 0 | 0 |  | 0 | 0.00 | 0 | 0 |  | 0.0 |  | True | 1
| Perlick | 934GN-LF | 1 | ea |  | Front Loading Faucet, wall/splash mount, lead free, gooseneck spout, faucet valves includes: built-in check valves to prevent back flow or across flow, (2) 3/8" O.D. x 3/8" O.D. x 18", braided stainless steel supply lines included |  | 286.5 | 286.5 | 573 | 50 | 286.5 | 0.00 | 0 | 0 |  | 0.0 |  | True | 1
| Perlick | 7055-48 | 1 | ea |  | Perforated Wet Waste Pan, 7 quart capacity, stainless steel (10-3/8" x 12-3/4" x 4" deep) |  | 92.5 | 92.5 | 185 | 50 | 92.5 | 0.00 | 0 | 0 | 100 | 0.0 |  | True | 1
| Perlick | 7054R | 1 |  |  | End Splash, right, 6", for TS or TSF series |  | 112.5 | 112.5 | 225 | 50 | 112.5 | 0.00 | 0 | 0 | 100 | 0.0 |  | True | 1
| Perlick | 7054L | 1 |  |  | End Splash, left, 6", for TS or TSF series |  | 112.5 | 112.5 | 225 | 50 | 112.5 | 0.00 | 0 | 0 | 100 | 0.0 |  | True | 1
1047 | Perlick | TSC24IC | 1 | ea | COCKTAIL STATION | Tobin Ellis Signature Ice Chest, modular, 24"W, approximately 50 lbs. ice capacity, 6"H backsplash with 1" return, ABS plastic top ledge, stainless steel top & sides, stainless steel interior, galvanized steel back & bottom, 1/2" NPS drain, stainless steel legs with adjustable thermoplastic feet, NSF |  | 1157.5 | 1157.5 | 2315 | 50 | 1157.5 | 60.00 | 0 | 0 |  | 0.0 |  | True | 1
|  |  | 1 |  |  | 6" Backsplash standard |  | 0 | 0 | 0 |  | 0 | 0.00 | 0 | 0 |  | 0.0 |  | True | 1
|  |  | 1 |  |  | Covers MUST be selected to satisfy NSF and/or local code requirements |  | 0 | 0 | 0 |  | 0 | 0.00 | 0 | 0 |  | 0.0 |  | True | 1
| Perlick | ICC-C24 | 1 | ea |  | Tobin Ellis Signature Ice Chest Covers, 3-piece sliding assembly, 24"W, front & back, stainless steel (for TSC24 ice chests) |  | 201 | 201 | 402 | 50 | 201 | 0.00 | 0 | 0 |  | 0.0 |  | True | 1
| Perlick | ICC-TSC | 2 | ea |  | Tobin Ellis Signature Ice Bin Divider, stainless steel, for TSC series ice chests |  | 70 | 140 | 140 | 50 | 70 | 0.00 | 0 | 0 |  | 0.0 |  | True | 1
1048 | Perlick | SR-D36A | 1 | ea | DOUBLE Speed Rail | Speed Rail, double, 36" W, stainless steel construction, factory installed |  | 335 | 335 | 670 | 50 | 335 | 0.00 | 0 | 0 |  | 0.0 |  | True | 1
1049 |  |  | 0 |  | SpareNo | SpareNo |  | 0 | 0 | 0 |  | 0 | 0.00 | 0 | 0 |  | 0.0 |  | True | 0 | SpareNo
1050 |  |  | 0 |  | SpareNo | SpareNo |  | 0 | 0 | 0 |  | 0 | 0.00 | 0 | 0 |  | 0.0 |  | True | 0 | SpareNo
1051 | Perlick | TSF4SGB | 1 | ea | Soda Gun HOLDER | TSF Series Soda Gun Filler Section, 4"W x 24"D x 22"H, all stainless steel construction, universal design accepts either Wunder-Bar® & Schroeder America™ 8-14 product soda manifolds & drip cups (accepts only NON-FLOW CONTROL manifolds that don't exceed 3" in overall thickness), interior mounted manifold conceals soda lines, tool-less removal of top cover provides easy access, integrated drip cup mounting allows concealed routing of drip tube to waste drain, accessory speed rails can bypass or terminate on Soda Gun Filler, soda manifold, hose gun & drip cup NOT included, NSF |  | 496 | 496 | 992 | 50 | 496 | 18.00 | 0 | 0 | 100 | 0.0 |  | True | 1
1052 | Vendor | BY VENDOR | 1 | ea | SODA GUN | BY VENDOR |  | 0 | 0 | 0 |  | 0 | 0.00 | 0 | 0 |  | 0.0 |  | True | 0
1053 | Perlick | CUSTOM | 1 | ea | FILLER PIECE |  |  | 0 | 0 | 0 |  | 0 | 0.00 | 0 | 0 |  | 0.0 |  | True | 0
1054 | Perlick | HC24RS4 | 1 | ea | Undercounter Refrigerator | C-Series Refrigerator, undercounter, 23-7/8"W x 24"D, self-contained refrigeration, 34°F to 42°F temperature range, 5.3 cu. ft. interior volume, digital thermostat & control, LED interior lighting, (2) black vinyl-coated full extension shelves (adjustable) & (1) black-vinyl coated floor rack, (1) hinged door, front vented, self-evaporating condensate pan, galvanized back & base, stainless steel top, sides, & interior, R600a, 115v/60/1-ph, 1.6 amps, NEMA 5-15P, NSF, cULus, ETL-Sanitation |  | 3221 | 3221 | 6442 | 50 | 3221 | 185.00 | 0 | 0 | 85 | 0.0 |  | True | 1
|  |  | 1 |  |  | WARNING: The materials used in this product may contain chemicals known to the State of California to cause cancer and birth defects or other reproductive harm. For more information go to www.P65Warnings.ca.gov |  | 0 | 0 | 0 |  | 0 | 0.00 | 0 | 0 |  | 0.0 |  | True | 1
|  |  | 1 |  |  | 5 yr. compressor warranty, 1 yr. parts & labor warranty |  | 0 | 0 | 0 |  | 0 | 0.00 | 0 | 0 |  | 0.0 |  | True | 1
|  |  | 1 |  |  | Door finish: glass with stainless steel frame |  | 280 | 280 | 560 | 50 | 280 | 0.00 | 0 | 0 |  | 0.0 |  | True | 1
|  |  | 1 |  |  | Left hinged(nc) |  | 0 | 0 | 0 |  | 0 | 0.00 | 0 | 0 |  | 0.0 |  | True | 1
|  |  | 1 |  |  | Full length, 24", stainless steel grip with chrome endcaps |  | 0 | 0 | 0 |  | 0 | 0.00 | 0 | 0 |  | 0.0 |  | True | 1
|  |  | 1 | ea |  | Door lock, chrome |  | 94 | 94 | 188 | 50 | 94 | 0.00 | 0 | 0 |  | 0.0 |  | True | 1
|  |  | 1 |  |  | No dispensing |  | 0 | 0 | 0 |  | 0 | 0.00 | 0 | 0 |  | 0.0 |  | True | 1
| Perlick | 66736 | 1 | st |  | Casters, 3-3/4", includes mounting platform (set of 4) |  | 295.5 | 295.5 | 591 | 50 | 295.5 | 0.00 | 0 | 0 | 92.5 | 0.0 |  | True | 1
1055 |  |  | 0 |  | SpareNo | SpareNo |  | 0 | 0 | 0 |  | 0 | 0.00 | 0 | 0 |  | 0.0 |  | True | 0 | SpareNo
1056 | Perlick | CUSTOM | 1 | ea | DRAINBOARD TOP |  |  | 0 | 0 | 0 |  | 0 | 0.00 | 0 | 0 |  | 0.0 |  | True | 0
1057 | Perlick | HC24RS4 | 1 | ea | Undercounter Refrigerator | C-Series Refrigerator, undercounter, 23-7/8"W x 24"D, self-contained refrigeration, 34°F to 42°F temperature range, 5.3 cu. ft. interior volume, digital thermostat & control, LED interior lighting, (2) black vinyl-coated full extension shelves (adjustable) & (1) black-vinyl coated floor rack, (1) hinged door, front vented, self-evaporating condensate pan, galvanized back & base, stainless steel top, sides, & interior, R600a, 115v/60/1-ph, 1.6 amps, NEMA 5-15P, NSF, cULus, ETL-Sanitation |  | 3221 | 3221 | 6442 | 50 | 3221 | 185.00 | 0 | 0 | 85 | 0.0 |  | True | 1
|  |  | 1 |  |  | WARNING: The materials used in this product may contain chemicals known to the State of California to cause cancer and birth defects or other reproductive harm. For more information go to www.P65Warnings.ca.gov |  | 0 | 0 | 0 |  | 0 | 0.00 | 0 | 0 |  | 0.0 |  | True | 1
|  |  | 1 |  |  | 5 yr. compressor warranty, 1 yr. parts & labor warranty |  | 0 | 0 | 0 |  | 0 | 0.00 | 0 | 0 |  | 0.0 |  | True | 1
|  |  | 1 |  |  | Door finish: glass with stainless steel frame |  | 280 | 280 | 560 | 50 | 280 | 0.00 | 0 | 0 |  | 0.0 |  | True | 1
|  |  | 1 |  |  | Left hinged(nc) |  | 0 | 0 | 0 |  | 0 | 0.00 | 0 | 0 |  | 0.0 |  | True | 1
|  |  | 1 |  |  | Full length, 24", stainless steel grip with chrome endcaps |  | 0 | 0 | 0 |  | 0 | 0.00 | 0 | 0 |  | 0.0 |  | True | 1
|  |  | 1 | ea |  | Door lock, chrome |  | 94 | 94 | 188 | 50 | 94 | 0.00 | 0 | 0 |  | 0.0 |  | True | 1
|  |  | 1 |  |  | No dispensing |  | 0 | 0 | 0 |  | 0 | 0.00 | 0 | 0 |  | 0.0 |  | True | 1
| Perlick | 66736 | 1 | st |  | Casters, 3-3/4", includes mounting platform (set of 4) |  | 295.5 | 295.5 | 591 | 50 | 295.5 | 0.00 | 0 | 0 | 92.5 | 0.0 |  | True | 1
1058 | Perlick | HB24FS-SD-STK | 1 | ea | Undercounter Freezer | (QuickShip) ADA Series Freezer, undercounter, 23-7/8"W x 24"D, self-contained refrigeration, -10° to 10°F temperature range, (4.8) cu. ft. interior capacity, digital thermostat & control, LED interior lighting, stainless steel drawers with lock, front vented, automatic defrost, galvanized back & base, stainless steel top, sides, & interior, R600a, 115v/60/1-ph, 2.4 amps, NEMA 5-15P, ETL-Sanitation, cULus, ADA Compliant |  | 4120 | 4120 | 8240 | 50 | 4120 | 195.00 | 0 | 0 | 150 | 0.0 |  | True | 1
|  |  | 1 |  |  | WARNING: The materials used in this product may contain chemicals known to the State of California to cause cancer and birth defects or other reproductive harm. For more information go to www.P65Warnings.ca.gov |  | 0 | 0 | 0 |  | 0 | 0.00 | 0 | 0 |  | 0.0 |  | True | 1
|  |  | 1 |  |  | Please note: This unit is intended for chilling glasses or holding product at freezing, not intended to hold food overnight or freeze ice cubes. |  | 0 | 0 | 0 |  | 0 | 0.00 | 0 | 0 |  | 0.0 |  | True | 1
|  |  | 1 |  |  | 5 yr. compressor warranty, 1 yr. parts & labor warranty |  | 0 | 0 | 0 |  | 0 | 0.00 | 0 | 0 |  | 0.0 |  | True | 1
| Perlick | 66736 | 1 | st |  | Casters, 3-3/4", includes mounting platform (set of 4) |  | 295.5 | 295.5 | 591 | 50 | 295.5 | 0.00 | 0 | 0 | 92.5 | 0.0 |  | True | 1
1059 |  |  | 0 |  | SpareNo | SpareNo |  | 0 | 0 | 0 |  | 0 | 0.00 | 0 | 0 |  | 0.0 |  | True | 0 | SpareNo
1060 |  |  | 0 |  | SpareNo | SpareNo |  | 0 | 0 | 0 |  | 0 | 0.00 | 0 | 0 |  | 0.0 |  | True | 0 | SpareNo
1061 | Perlick | CUSTOM | 1 | ea | CORNER DRAINBOARD |  |  | 0 | 0 | 0 |  | 0 | 0.00 | 0 | 0 |  | 0.0 |  | True | 0
1062 | Perlick | TSF12BTB | 1 | ea | TRASH UNIT | TSF Series Trash Receptacle Top Cover, 12"W x 24"D x 13-9/16"H, stainless steel construction (wastebasket is not included), 6"H backsplash, 8-3/8" x 6-3/8" opening for trash (requires support by adjacent underbar equipment or accessory end panel & leg kit) |  | 451 | 451 | 902 | 50 | 451 | 25.00 | 0 | 0 | 100 | 0.0 |  | True | 1
|  |  | 1 |  |  | 6" Backsplash standard |  | 0 | 0 | 0 |  | 0 | 0.00 | 0 | 0 |  | 0.0 |  | True | 1
1063 | Perlick | TS12DS | 1 | ea | DUMP SINK | TS Series Underbar Wet Waste Sink Unit, 12"W x 18-9/16"D, 10" wide x 14" front-to-back x 9-1/4" deep 18 gauge stainless steel sink, backsplash, 4" OC splash mount faucet holes, 1-1/2" NPS male drain, stainless steel construction, Perlick Quick Clamp tool less leg attachment, stainless steel legs with 1" adjustable thermoplastic feet |  | 750 | 750 | 1500 | 50 | 750 | 45.00 | 0 | 0 | 100 | 0.0 |  | True | 1
|  |  | 1 |  |  | 6" Backsplash standard |  | 0 | 0 | 0 |  | 0 | 0.00 | 0 | 0 |  | 0.0 |  | True | 1
| Perlick | 934GN-LF | 1 | ea |  | Front Loading Faucet, wall/splash mount, lead free, gooseneck spout, faucet valves includes: built-in check valves to prevent back flow or across flow, (2) 3/8" O.D. x 3/8" O.D. x 18", braided stainless steel supply lines included |  | 286.5 | 286.5 | 573 | 50 | 286.5 | 0.00 | 0 | 0 |  | 0.0 |  | True | 1
| Perlick | 7055-48 | 1 | ea |  | Perforated Wet Waste Pan, 7 quart capacity, stainless steel (10-3/8" x 12-3/4" x 4" deep) |  | 92.5 | 92.5 | 185 | 50 | 92.5 | 0.00 | 0 | 0 | 100 | 0.0 |  | True | 1
| Perlick | 7054R | 1 |  |  | End Splash, right, 6", for TS or TSF series |  | 112.5 | 112.5 | 225 | 50 | 112.5 | 0.00 | 0 | 0 | 100 | 0.0 |  | True | 1
| Perlick | 7054L | 1 |  |  | End Splash, left, 6", for TS or TSF series |  | 112.5 | 112.5 | 225 | 50 | 112.5 | 0.00 | 0 | 0 | 100 | 0.0 |  | True | 1
1064 | Perlick | TSC24IC | 1 | ea | COCKTAIL STATION | Tobin Ellis Signature Ice Chest, modular, 24"W, approximately 50 lbs. ice capacity, 6"H backsplash with 1" return, ABS plastic top ledge, stainless steel top & sides, stainless steel interior, galvanized steel back & bottom, 1/2" NPS drain, stainless steel legs with adjustable thermoplastic feet, NSF |  | 1157.5 | 1157.5 | 2315 | 50 | 1157.5 | 60.00 | 0 | 0 |  | 0.0 |  | True | 1
|  |  | 1 |  |  | 6" Backsplash standard |  | 0 | 0 | 0 |  | 0 | 0.00 | 0 | 0 |  | 0.0 |  | True | 1
|  |  | 1 |  |  | Covers MUST be selected to satisfy NSF and/or local code requirements |  | 0 | 0 | 0 |  | 0 | 0.00 | 0 | 0 |  | 0.0 |  | True | 1
| Perlick | ICC-C24 | 1 | ea |  | Tobin Ellis Signature Ice Chest Covers, 3-piece sliding assembly, 24"W, front & back, stainless steel (for TSC24 ice chests) |  | 201 | 201 | 402 | 50 | 201 | 0.00 | 0 | 0 |  | 0.0 |  | True | 1
| Perlick | ICC-TSC | 2 | ea |  | Tobin Ellis Signature Ice Bin Divider, stainless steel, for TSC series ice chests |  | 70 | 140 | 140 | 50 | 70 | 0.00 | 0 | 0 |  | 0.0 |  | True | 1
1065 |  |  | 0 |  | SpareNo | SpareNo |  | 0 | 0 | 0 |  | 0 | 0.00 | 0 | 0 |  | 0.0 |  | True | 0 | SpareNo
1066 | Perlick | SR-D36A | 1 | ea | DOUBLE Speed Rail | Speed Rail, double, 36" W, stainless steel construction, factory installed |  | 335 | 335 | 670 | 50 | 335 | 0.00 | 0 | 0 |  | 0.0 |  | True | 1
1067 | Perlick | TSF4SGB | 1 | ea | Soda Gun HOLDER | TSF Series Soda Gun Filler Section, 4"W x 24"D x 22"H, all stainless steel construction, universal design accepts either Wunder-Bar® & Schroeder America™ 8-14 product soda manifolds & drip cups (accepts only NON-FLOW CONTROL manifolds that don't exceed 3" in overall thickness), interior mounted manifold conceals soda lines, tool-less removal of top cover provides easy access, integrated drip cup mounting allows concealed routing of drip tube to waste drain, accessory speed rails can bypass or terminate on Soda Gun Filler, soda manifold, hose gun & drip cup NOT included, NSF |  | 496 | 496 | 992 | 50 | 496 | 18.00 | 0 | 0 | 100 | 0.0 |  | True | 1
1068 | Vendor | BY VENDOR | 1 | ea | SODA GUN | BY VENDOR |  | 0 | 0 | 0 |  | 0 | 0.00 | 0 | 0 |  | 0.0 |  | True | 0
1069 |  |  | 0 |  | SpareNo | SpareNo |  | 0 | 0 | 0 |  | 0 | 0.00 | 0 | 0 |  | 0.0 |  | True | 0 | SpareNo
1070 |  |  | 0 |  | SpareNo | SpareNo |  | 0 | 0 | 0 |  | 0 | 0.00 | 0 | 0 |  | 0.0 |  | True | 0 | SpareNo
1071 | Perlick | HC24RS4 | 1 | ea | Undercounter Refrigerator | C-Series Refrigerator, undercounter, 23-7/8"W x 24"D, self-contained refrigeration, 34°F to 42°F temperature range, 5.3 cu. ft. interior volume, digital thermostat & control, LED interior lighting, (2) black vinyl-coated full extension shelves (adjustable) & (1) black-vinyl coated floor rack, (1) hinged door, front vented, self-evaporating condensate pan, galvanized back & base, stainless steel top, sides, & interior, R600a, 115v/60/1-ph, 1.6 amps, NEMA 5-15P, NSF, cULus, ETL-Sanitation |  | 3221 | 3221 | 6442 | 50 | 3221 | 185.00 | 0 | 0 | 85 | 0.0 |  | True | 1
|  |  | 1 |  |  | WARNING: The materials used in this product may contain chemicals known to the State of California to cause cancer and birth defects or other reproductive harm. For more information go to www.P65Warnings.ca.gov |  | 0 | 0 | 0 |  | 0 | 0.00 | 0 | 0 |  | 0.0 |  | True | 1
|  |  | 1 |  |  | 5 yr. compressor warranty, 1 yr. parts & labor warranty |  | 0 | 0 | 0 |  | 0 | 0.00 | 0 | 0 |  | 0.0 |  | True | 1
|  |  | 1 |  |  | Door finish: glass with stainless steel frame |  | 280 | 280 | 560 | 50 | 280 | 0.00 | 0 | 0 |  | 0.0 |  | True | 1
|  |  | 1 |  |  | Left hinged(nc) |  | 0 | 0 | 0 |  | 0 | 0.00 | 0 | 0 |  | 0.0 |  | True | 1
|  |  | 1 |  |  | Full length, 24", stainless steel grip with chrome endcaps |  | 0 | 0 | 0 |  | 0 | 0.00 | 0 | 0 |  | 0.0 |  | True | 1
|  |  | 1 | ea |  | Door lock, chrome |  | 94 | 94 | 188 | 50 | 94 | 0.00 | 0 | 0 |  | 0.0 |  | True | 1
|  |  | 1 |  |  | No dispensing |  | 0 | 0 | 0 |  | 0 | 0.00 | 0 | 0 |  | 0.0 |  | True | 1
| Perlick | 66736 | 1 | st |  | Casters, 3-3/4", includes mounting platform (set of 4) |  | 295.5 | 295.5 | 591 | 50 | 295.5 | 0.00 | 0 | 0 | 92.5 | 0.0 |  | True | 1
1072 | Perlick | CUSTOM | 1 | ea | DRAINBOARD TOP |  |  | 0 | 0 | 0 |  | 0 | 0.00 | 0 | 0 |  | 0.0 |  | True | 0
1073 | Perlick | HB24FS-SD-STK | 1 | ea | Undercounter Freezer | (QuickShip) ADA Series Freezer, undercounter, 23-7/8"W x 24"D, self-contained refrigeration, -10° to 10°F temperature range, (4.8) cu. ft. interior capacity, digital thermostat & control, LED interior lighting, stainless steel drawers with lock, front vented, automatic defrost, galvanized back & base, stainless steel top, sides, & interior, R600a, 115v/60/1-ph, 2.4 amps, NEMA 5-15P, ETL-Sanitation, cULus, ADA Compliant |  | 4120 | 4120 | 8240 | 50 | 4120 | 195.00 | 0 | 0 | 150 | 0.0 |  | True | 1
|  |  | 1 |  |  | WARNING: The materials used in this product may contain chemicals known to the State of California to cause cancer and birth defects or other reproductive harm. For more information go to www.P65Warnings.ca.gov |  | 0 | 0 | 0 |  | 0 | 0.00 | 0 | 0 |  | 0.0 |  | True | 1
|  |  | 1 |  |  | Please note: This unit is intended for chilling glasses or holding product at freezing, not intended to hold food overnight or freeze ice cubes. |  | 0 | 0 | 0 |  | 0 | 0.00 | 0 | 0 |  | 0.0 |  | True | 1
|  |  | 1 |  |  | 5 yr. compressor warranty, 1 yr. parts & labor warranty |  | 0 | 0 | 0 |  | 0 | 0.00 | 0 | 0 |  | 0.0 |  | True | 1
| Perlick | 66736 | 1 | st |  | Casters, 3-3/4", includes mounting platform (set of 4) |  | 295.5 | 295.5 | 591 | 50 | 295.5 | 0.00 | 0 | 0 | 92.5 | 0.0 |  | True | 1
1074 | Perlick | TSF12SC | 1 | ea | Drainboard | Underbar Storage Cabinet 12"W x 24"D, 4" or 6"H backsplash with 1" return at top, pitched drainboard top with 1-1/2" NPS drain socket with 1/2" OD barb & 1/2" ID anti-microbial tubing, 1-1/2" NPS male drain center back of cabinet bottom, (1) adjustable intermediate shelf, stainless steel construction, Perlick Quick Clamp stainless steel legs & adjustable feet, NSF Listed |  | 1065 | 1065 | 2130 | 50 | 1065 | 30.00 | 0 | 0 | 100 | 0.0 |  | True | 1
|  |  | 1 |  |  | 6" backsplash |  | 0 | 0 | 0 |  | 0 | 0.00 | 0 | 0 |  | 0.0 |  | True | 1
| Perlick | 1039805 | 2 | ea |  | Perlick Flex Mount Leg Relocation Kit, Includes: (1) Rails, (1) Bolts, and (1)Tightening Knobs |  | 50 | 100 | 100 | 50 | 50 | 0.00 | 0 | 0 |  | 0.0 |  | True | 1
| Perlick | 1032968-12 | 1 | ea |  | TSF Series 12"W Perforated Drainboard Insert, 'Stadium' shaped perforations, stainless steel construction, factory installed |  | 85 | 85 | 170 | 50 | 85 | 0.00 | 0 | 0 | 100 | 288.00000 |  | True | 1
1075 |  |  | 0 |  | SpareNo | SpareNo |  | 0 | 0 | 0 |  | 0 | 0.00 | 0 | 0 |  | 0.0 |  | True | 0 | SpareNo
1076 |  |  | 0 |  | SpareNo | SpareNo |  | 0 | 0 | 0 |  | 0 | 0.00 | 0 | 0 |  | 0.0 |  | True | 0 | SpareNo
1077 |  |  | 0 |  | SpareNo | SpareNo |  | 0 | 0 | 0 |  | 0 | 0.00 | 0 | 0 |  | 0.0 |  | True | 0 | SpareNo
1078 |  |  | 0 |  | SpareNo | SpareNo |  | 0 | 0 | 0 |  | 0 | 0.00 | 0 | 0 |  | 0.0 |  | True | 0 | SpareNo
1079 |  |  | 0 |  | SpareNo | SpareNo |  | 0 | 0 | 0 |  | 0 | 0.00 | 0 | 0 |  | 0.0 |  | True | 0 | SpareNo
1080 |  |  | 0 |  | SpareNo | SpareNo |  | 0 | 0 | 0 |  | 0 | 0.00 | 0 | 0 |  | 0.0 |  | True | 0 | SpareNo
1081 | GC |  | 1 | ea | BACK BAR COUNTER | MILLWORK BY GENERAL CONTRACTOR |  | 0 | 0 | 0 |  | 0 | 0.00 | 0 | 0 |  | 0.0 |  | True | 0
1082 | Perlick | BBS60 | 1 | ea | BACK BAR REFRIGERATOR | Refrigerated Back Bar Cabinet, two-section, 60"W, self-contained refrigeration, 16 cu.ft. internal volume, digital thermostat, LED interior lighting, front vented, automatic defrost & condensate evaporator, includes floor drain, stainless steel interior, side mount compressor, 1/5 HP, R290 Hydrocarbon refrigerant, NSF, cULus |  | 5426.5 | 5426.5 | 10853 | 50 | 5426.5 | 340.00 | 0 | 0 | 150 | 0.0 |  | True | 1
|  |  | 1 |  |  | WARNING: The materials used in this product may contain chemicals known to the State of California to cause cancer and birth defects or other reproductive harm. For more information go to www.P65Warnings.ca.gov |  | 0 | 0 | 0 |  | 0 | 0.00 | 0 | 0 |  | 0.0 |  | True | 1
|  |  | 1 |  |  | 120v/60/1-ph, 2.5 amps, NEMA 5-15P |  | 0 | 0 | 0 |  | 0 | 0.00 | 0 | 0 |  | 0.0 |  | True | 1
|  |  | 1 |  |  | 5 yr. compressor warranty, 1 yr. parts & labor warranty |  | 0 | 0 | 0 |  | 0 | 0.00 | 0 | 0 |  | 0.0 |  | True | 1
|  |  | 1 |  |  | Standard refrigerator |  | 0 | 0 | 0 |  | 0 | 0.00 | 0 | 0 |  | 0.0 |  | True | 1
|  |  | 1 |  |  | Stainless steel top - no tapping holes |  | 0 | 0 | 0 |  | 0 | 0.00 | 0 | 0 |  | 0.0 |  | True | 1
|  |  | 1 |  |  | Condensing unit location: Left |  | 0 | 0 | 0 |  | 0 | 0.00 | 0 | 0 |  | 0.0 |  | True | 1
|  |  | 1 |  |  | Condensing unit cover finish: Black vinyl coated |  | 0 | 0 | 0 |  | 0 | 0.00 | 0 | 0 |  | 0.0 |  | True | 1
|  |  | 1 |  |  | End finish: Stainless steel, unfinished, both sides, standard |  | 0 | 0 | 0 |  | 0 | 0.00 | 0 | 0 |  | 0.0 |  | True | 1
|  |  | 1 |  |  | Door type, first: solid, black vinyl/field laminated |  | 0 | 0 | 0 |  | 0 | 0.00 | 0 | 0 |  | 0.0 |  | True | 1
|  |  | 1 |  |  | Door hinge location, first: Left |  | 0 | 0 | 0 |  | 0 | 0.00 | 0 | 0 |  | 0.0 |  | True | 1
|  |  | 1 |  |  | Door handle, first: full length stainless steel handle, 24" |  | 0 | 0 | 0 |  | 0 | 0.00 | 0 | 0 |  | 0.0 |  | True | 1
|  |  | 1 |  |  | Shelving style, first: (3) flat shelves |  | 0 | 0 | 0 |  | 0 | 0.00 | 0 | 0 |  | 0.0 |  | True | 1
|  |  | 1 |  |  | Door type, second: solid, black vinyl/field laminated |  | 0 | 0 | 0 |  | 0 | 0.00 | 0 | 0 |  | 0.0 |  | True | 1
|  |  | 1 |  |  | Door hinge location, second: Right |  | 0 | 0 | 0 |  | 0 | 0.00 | 0 | 0 |  | 0.0 |  | True | 1
|  |  | 1 |  |  | Door handle, second: full length stainless steel handle, 24" |  | 0 | 0 | 0 |  | 0 | 0.00 | 0 | 0 |  | 0.0 |  | True | 1
|  |  | 1 |  |  | Shelving style, second: (3) flat shelves |  | 0 | 0 | 0 |  | 0 | 0.00 | 0 | 0 |  | 0.0 |  | True | 1
|  |  | 1 |  |  | Crisp White™ LED |  | 0 | 0 | 0 |  | 0 | 0.00 | 0 | 0 |  | 0.0 |  | True | 1
| Perlick | 63771A | 1 | st |  | Low Profile Rollers, 1-5/8", set of (4) |  | 269 | 269 | 538 | 50 | 269 | 0.00 | 0 | 0 | 92.5 | 0.0 |  | True | 1
1083 | Vendor | BY VENDOR | 1 | ea | FROZEN DRINK MACHINE | BY VENDOR |  | 0 | 0 | 0 |  | 0 | 0.00 | 0 | 0 |  | 0.0 |  | True | 0
1084 | Perlick | 3780-3B | 1 | ea | Draft Beer Dispensing Tower | Tee Draft Beer Tower, air-cooled, (3) faucets, stainless steel finish, all Perlick towers include 630SS faucets (630SSTF faucets where applicable on TF Brass and Gold Towers) |  | 520 | 520 | 1040 | 50 | 520 | 0.00 | 0 | 0 |  | 0.0 |  | True | 1
1085 |  |  | 0 |  | SpareNo | SpareNo |  | 0 | 0 | 0 |  | 0 | 0.00 | 0 | 0 |  | 0.0 |  | True | 0 | SpareNo
1086 | Perlick | 6020-GRC | 1 | ea | Drip Trough | 6000 Series Drainer, with built-in rinser on center, surface mount, 15"W x 7-3/4"D, straight edge, removable glass rack, 1/2" drain tube with 1/2" NPSM thread end, includes: John Guest connector for 3/8" ID water supply line, stainless steel construction |  | 427.5 | 427.5 | 855 | 50 | 427.5 | 0.00 | 0 | 0 |  | 0.0 |  | True | 1
| Perlick | GR-IK | 1 | ea |  | Water Pressure Regulator Parts Bag, for glass rinsers (1 parts bag required for each glass rinser option picked) |  | 57 | 57 | 114 | 50 | 57 | 0.00 | 0 | 0 |  | 0.0 |  | True | 1
1087 | Perlick | BBS60 | 1 | ea | BACK BAR REFRIGERATOR | Refrigerated Back Bar Cabinet, two-section, 60"W, self-contained refrigeration, 16 cu.ft. internal volume, digital thermostat, LED interior lighting, front vented, automatic defrost & condensate evaporator, includes floor drain, stainless steel interior, side mount compressor, 1/5 HP, R290 Hydrocarbon refrigerant, NSF, cULus |  | 5426.5 | 5426.5 | 10853 | 50 | 5426.5 | 340.00 | 0 | 0 | 150 | 0.0 |  | True | 1
|  |  | 1 |  |  | WARNING: The materials used in this product may contain chemicals known to the State of California to cause cancer and birth defects or other reproductive harm. For more information go to www.P65Warnings.ca.gov |  | 0 | 0 | 0 |  | 0 | 0.00 | 0 | 0 |  | 0.0 |  | True | 1
|  |  | 1 |  |  | 120v/60/1-ph, 2.5 amps, NEMA 5-15P |  | 0 | 0 | 0 |  | 0 | 0.00 | 0 | 0 |  | 0.0 |  | True | 1
|  |  | 1 |  |  | 5 yr. compressor warranty, 1 yr. parts & labor warranty |  | 0 | 0 | 0 |  | 0 | 0.00 | 0 | 0 |  | 0.0 |  | True | 1
|  |  | 1 |  |  | Standard refrigerator |  | 0 | 0 | 0 |  | 0 | 0.00 | 0 | 0 |  | 0.0 |  | True | 1
|  |  | 1 |  |  | Stainless steel top - no tapping holes |  | 0 | 0 | 0 |  | 0 | 0.00 | 0 | 0 |  | 0.0 |  | True | 1
|  |  | 1 |  |  | Condensing unit location: Left |  | 0 | 0 | 0 |  | 0 | 0.00 | 0 | 0 |  | 0.0 |  | True | 1
|  |  | 1 |  |  | Condensing unit cover finish: Black vinyl coated |  | 0 | 0 | 0 |  | 0 | 0.00 | 0 | 0 |  | 0.0 |  | True | 1
|  |  | 1 |  |  | End finish: Stainless steel, unfinished, both sides, standard |  | 0 | 0 | 0 |  | 0 | 0.00 | 0 | 0 |  | 0.0 |  | True | 1
|  |  | 1 |  |  | Door type, first: solid, black vinyl/field laminated |  | 0 | 0 | 0 |  | 0 | 0.00 | 0 | 0 |  | 0.0 |  | True | 1
|  |  | 1 |  |  | Door hinge location, first: Left |  | 0 | 0 | 0 |  | 0 | 0.00 | 0 | 0 |  | 0.0 |  | True | 1
|  |  | 1 |  |  | Door handle, first: full length stainless steel handle, 24" |  | 0 | 0 | 0 |  | 0 | 0.00 | 0 | 0 |  | 0.0 |  | True | 1
|  |  | 1 |  |  | Shelving style, first: (3) flat shelves |  | 0 | 0 | 0 |  | 0 | 0.00 | 0 | 0 |  | 0.0 |  | True | 1
|  |  | 1 |  |  | Door type, second: solid, black vinyl/field laminated |  | 0 | 0 | 0 |  | 0 | 0.00 | 0 | 0 |  | 0.0 |  | True | 1
|  |  | 1 |  |  | Door hinge location, second: Right |  | 0 | 0 | 0 |  | 0 | 0.00 | 0 | 0 |  | 0.0 |  | True | 1
|  |  | 1 |  |  | Door handle, second: full length stainless steel handle, 24" |  | 0 | 0 | 0 |  | 0 | 0.00 | 0 | 0 |  | 0.0 |  | True | 1
|  |  | 1 |  |  | Shelving style, second: (3) flat shelves |  | 0 | 0 | 0 |  | 0 | 0.00 | 0 | 0 |  | 0.0 |  | True | 1
|  |  | 1 |  |  | Crisp White™ LED |  | 0 | 0 | 0 |  | 0 | 0.00 | 0 | 0 |  | 0.0 |  | True | 1
| Perlick | 63771A | 1 | st |  | Low Profile Rollers, 1-5/8", set of (4) |  | 269 | 269 | 538 | 50 | 269 | 0.00 | 0 | 0 | 92.5 | 0.0 |  | True | 1
1088 | Perlick | 3780-3B | 1 | ea | Draft Beer Dispensing Tower | Tee Draft Beer Tower, air-cooled, (3) faucets, stainless steel finish, all Perlick towers include 630SS faucets (630SSTF faucets where applicable on TF Brass and Gold Towers) |  | 520 | 520 | 1040 | 50 | 520 | 0.00 | 0 | 0 |  | 0.0 |  | True | 1
1089 |  |  | 0 |  | SpareNo | SpareNo |  | 0 | 0 | 0 |  | 0 | 0.00 | 0 | 0 |  | 0.0 |  | True | 0 | SpareNo
1090 |  |  | 0 |  | SpareNo | SpareNo |  | 0 | 0 | 0 |  | 0 | 0.00 | 0 | 0 |  | 0.0 |  | True | 0 | SpareNo
1091 | Perlick | 6020-GRC | 1 | ea | Drip Trough | 6000 Series Drainer, with built-in rinser on center, surface mount, 15"W x 7-3/4"D, straight edge, removable glass rack, 1/2" drain tube with 1/2" NPSM thread end, includes: John Guest connector for 3/8" ID water supply line, stainless steel construction |  | 427.5 | 427.5 | 855 | 50 | 427.5 | 0.00 | 0 | 0 |  | 0.0 |  | True | 1
| Perlick | GR-IK | 1 | ea |  | Water Pressure Regulator Parts Bag, for glass rinsers (1 parts bag required for each glass rinser option picked) |  | 57 | 57 | 114 | 50 | 57 | 0.00 | 0 | 0 |  | 0.0 |  | True | 1
1092 | Perlick | BBS60 | 1 | ea | BACK BAR REFRIGERATOR | Refrigerated Back Bar Cabinet, two-section, 60"W, self-contained refrigeration, 16 cu.ft. internal volume, digital thermostat, LED interior lighting, front vented, automatic defrost & condensate evaporator, includes floor drain, stainless steel interior, side mount compressor, 1/5 HP, R290 Hydrocarbon refrigerant, NSF, cULus |  | 5426.5 | 5426.5 | 10853 | 50 | 5426.5 | 340.00 | 0 | 0 | 150 | 0.0 |  | True | 1
|  |  | 1 |  |  | WARNING: The materials used in this product may contain chemicals known to the State of California to cause cancer and birth defects or other reproductive harm. For more information go to www.P65Warnings.ca.gov |  | 0 | 0 | 0 |  | 0 | 0.00 | 0 | 0 |  | 0.0 |  | True | 1
|  |  | 1 |  |  | 120v/60/1-ph, 2.5 amps, NEMA 5-15P |  | 0 | 0 | 0 |  | 0 | 0.00 | 0 | 0 |  | 0.0 |  | True | 1
|  |  | 1 |  |  | 5 yr. compressor warranty, 1 yr. parts & labor warranty |  | 0 | 0 | 0 |  | 0 | 0.00 | 0 | 0 |  | 0.0 |  | True | 1
|  |  | 1 |  |  | Standard refrigerator |  | 0 | 0 | 0 |  | 0 | 0.00 | 0 | 0 |  | 0.0 |  | True | 1
|  |  | 1 |  |  | Stainless steel top - no tapping holes |  | 0 | 0 | 0 |  | 0 | 0.00 | 0 | 0 |  | 0.0 |  | True | 1
|  |  | 1 |  |  | Condensing unit location: Left |  | 0 | 0 | 0 |  | 0 | 0.00 | 0 | 0 |  | 0.0 |  | True | 1
|  |  | 1 |  |  | Condensing unit cover finish: Black vinyl coated |  | 0 | 0 | 0 |  | 0 | 0.00 | 0 | 0 |  | 0.0 |  | True | 1
|  |  | 1 |  |  | End finish: Stainless steel, unfinished, both sides, standard |  | 0 | 0 | 0 |  | 0 | 0.00 | 0 | 0 |  | 0.0 |  | True | 1
|  |  | 1 |  |  | Door type, first: solid, black vinyl/field laminated |  | 0 | 0 | 0 |  | 0 | 0.00 | 0 | 0 |  | 0.0 |  | True | 1
|  |  | 1 |  |  | Door hinge location, first: Left |  | 0 | 0 | 0 |  | 0 | 0.00 | 0 | 0 |  | 0.0 |  | True | 1
|  |  | 1 |  |  | Door handle, first: full length stainless steel handle, 24" |  | 0 | 0 | 0 |  | 0 | 0.00 | 0 | 0 |  | 0.0 |  | True | 1
|  |  | 1 |  |  | Shelving style, first: (3) flat shelves |  | 0 | 0 | 0 |  | 0 | 0.00 | 0 | 0 |  | 0.0 |  | True | 1
|  |  | 1 |  |  | Door type, second: solid, black vinyl/field laminated |  | 0 | 0 | 0 |  | 0 | 0.00 | 0 | 0 |  | 0.0 |  | True | 1
|  |  | 1 |  |  | Door hinge location, second: Right |  | 0 | 0 | 0 |  | 0 | 0.00 | 0 | 0 |  | 0.0 |  | True | 1
|  |  | 1 |  |  | Door handle, second: full length stainless steel handle, 24" |  | 0 | 0 | 0 |  | 0 | 0.00 | 0 | 0 |  | 0.0 |  | True | 1
|  |  | 1 |  |  | Shelving style, second: (3) flat shelves |  | 0 | 0 | 0 |  | 0 | 0.00 | 0 | 0 |  | 0.0 |  | True | 1
|  |  | 1 |  |  | Crisp White™ LED |  | 0 | 0 | 0 |  | 0 | 0.00 | 0 | 0 |  | 0.0 |  | True | 1
| Perlick | 63771A | 1 | st |  | Low Profile Rollers, 1-5/8", set of (4) |  | 269 | 269 | 538 | 50 | 269 | 0.00 | 0 | 0 | 92.5 | 0.0 |  | True | 1
1093 | Vendor | BY VENDOR | 1 | ea | FROZEN DRINK MACHINE | BY VENDOR |  | 0 | 0 | 0 |  | 0 | 0.00 | 0 | 0 |  | 0.0 |  | True | 0
1094 |  |  | 0 |  | SpareNo | SpareNo |  | 0 | 0 | 0 |  | 0 | 0.00 | 0 | 0 |  | 0.0 |  | True | 0 | SpareNo
1095-1100 |  |  | 0 |  | SpareNo | SpareNo |  | 0 | 0 | 0 |  | 0 | 0.00 | 0 | 0 |  | 0.0 |  | True | 0 | SpareNo
|  |  | 0 |  |  | SWIM UP BAR AREA |  | 0 | 0 | 0 |  | 0 | 0.00 | 0 | 0 |  | 0.0 |  | True | 0
1101 | GC |  | 1 | ea | BACK BAR COUNTER | MILLWORK BY GENERAL CONTRACTOR |  | 0 | 0 | 0 |  | 0 | 0.00 | 0 | 0 |  | 0.0 |  | True | 0
1102 | Perlick | BBS60 | 1 | ea | BACK BAR REFRIGERATOR | Refrigerated Back Bar Cabinet, two-section, 60"W, self-contained refrigeration, 16 cu.ft. internal volume, digital thermostat, LED interior lighting, front vented, automatic defrost & condensate evaporator, includes floor drain, stainless steel interior, side mount compressor, 1/5 HP, R290 Hydrocarbon refrigerant, NSF, cULus |  | 5426.5 | 5426.5 | 10853 | 50 | 5426.5 | 340.00 | 0 | 0 | 150 | 0.0 |  | True | 1
|  |  | 1 |  |  | WARNING: The materials used in this product may contain chemicals known to the State of California to cause cancer and birth defects or other reproductive harm. For more information go to www.P65Warnings.ca.gov |  | 0 | 0 | 0 |  | 0 | 0.00 | 0 | 0 |  | 0.0 |  | True | 1
|  |  | 1 |  |  | 120v/60/1-ph, 2.5 amps, NEMA 5-15P |  | 0 | 0 | 0 |  | 0 | 0.00 | 0 | 0 |  | 0.0 |  | True | 1
|  |  | 1 |  |  | 5 yr. compressor warranty, 1 yr. parts & labor warranty |  | 0 | 0 | 0 |  | 0 | 0.00 | 0 | 0 |  | 0.0 |  | True | 1
|  |  | 1 |  |  | Standard refrigerator |  | 0 | 0 | 0 |  | 0 | 0.00 | 0 | 0 |  | 0.0 |  | True | 1
|  |  | 1 |  |  | Stainless steel top - no tapping holes |  | 0 | 0 | 0 |  | 0 | 0.00 | 0 | 0 |  | 0.0 |  | True | 1
|  |  | 1 |  |  | Condensing unit location: Left |  | 0 | 0 | 0 |  | 0 | 0.00 | 0 | 0 |  | 0.0 |  | True | 1
|  |  | 1 |  |  | Condensing unit cover finish: Black vinyl coated |  | 0 | 0 | 0 |  | 0 | 0.00 | 0 | 0 |  | 0.0 |  | True | 1
|  |  | 1 |  |  | End finish: Stainless steel, unfinished, both sides, standard |  | 0 | 0 | 0 |  | 0 | 0.00 | 0 | 0 |  | 0.0 |  | True | 1
|  |  | 1 |  |  | Door type, first: solid, black vinyl/field laminated |  | 0 | 0 | 0 |  | 0 | 0.00 | 0 | 0 |  | 0.0 |  | True | 1
|  |  | 1 |  |  | Door hinge location, first: Left |  | 0 | 0 | 0 |  | 0 | 0.00 | 0 | 0 |  | 0.0 |  | True | 1
|  |  | 1 |  |  | Door handle, first: full length stainless steel handle, 24" |  | 0 | 0 | 0 |  | 0 | 0.00 | 0 | 0 |  | 0.0 |  | True | 1
|  |  | 1 |  |  | Shelving style, first: (3) flat shelves |  | 0 | 0 | 0 |  | 0 | 0.00 | 0 | 0 |  | 0.0 |  | True | 1
|  |  | 1 |  |  | Door type, second: solid, black vinyl/field laminated |  | 0 | 0 | 0 |  | 0 | 0.00 | 0 | 0 |  | 0.0 |  | True | 1
|  |  | 1 |  |  | Door hinge location, second: Right |  | 0 | 0 | 0 |  | 0 | 0.00 | 0 | 0 |  | 0.0 |  | True | 1
|  |  | 1 |  |  | Door handle, second: full length stainless steel handle, 24" |  | 0 | 0 | 0 |  | 0 | 0.00 | 0 | 0 |  | 0.0 |  | True | 1
|  |  | 1 |  |  | Shelving style, second: (3) flat shelves |  | 0 | 0 | 0 |  | 0 | 0.00 | 0 | 0 |  | 0.0 |  | True | 1
|  |  | 1 |  |  | Crisp White™ LED |  | 0 | 0 | 0 |  | 0 | 0.00 | 0 | 0 |  | 0.0 |  | True | 1
| Perlick | 63771A | 1 | st |  | Low Profile Rollers, 1-5/8", set of (4) |  | 269 | 269 | 538 | 50 | 269 | 0.00 | 0 | 0 | 92.5 | 0.0 |  | True | 1
1103 | Vendor | BY VENDOR | 1 | ea | FROZEN DRINK MACHINE | BY VENDOR |  | 0 | 0 | 0 |  | 0 | 0.00 | 0 | 0 |  | 0.0 |  | True | 0
1104 | Perlick | BBS60 | 1 | ea | BACK BAR REFRIGERATOR | Refrigerated Back Bar Cabinet, two-section, 60"W, self-contained refrigeration, 16 cu.ft. internal volume, digital thermostat, LED interior lighting, front vented, automatic defrost & condensate evaporator, includes floor drain, stainless steel interior, side mount compressor, 1/5 HP, R290 Hydrocarbon refrigerant, NSF, cULus |  | 5426.5 | 5426.5 | 10853 | 50 | 5426.5 | 340.00 | 0 | 0 | 150 | 0.0 |  | True | 1
|  |  | 1 |  |  | WARNING: The materials used in this product may contain chemicals known to the State of California to cause cancer and birth defects or other reproductive harm. For more information go to www.P65Warnings.ca.gov |  | 0 | 0 | 0 |  | 0 | 0.00 | 0 | 0 |  | 0.0 |  | True | 1
|  |  | 1 |  |  | 120v/60/1-ph, 2.5 amps, NEMA 5-15P |  | 0 | 0 | 0 |  | 0 | 0.00 | 0 | 0 |  | 0.0 |  | True | 1
|  |  | 1 |  |  | 5 yr. compressor warranty, 1 yr. parts & labor warranty |  | 0 | 0 | 0 |  | 0 | 0.00 | 0 | 0 |  | 0.0 |  | True | 1
|  |  | 1 |  |  | Standard refrigerator |  | 0 | 0 | 0 |  | 0 | 0.00 | 0 | 0 |  | 0.0 |  | True | 1
|  |  | 1 |  |  | Stainless steel top - no tapping holes |  | 0 | 0 | 0 |  | 0 | 0.00 | 0 | 0 |  | 0.0 |  | True | 1
|  |  | 1 |  |  | Condensing unit location: Left |  | 0 | 0 | 0 |  | 0 | 0.00 | 0 | 0 |  | 0.0 |  | True | 1
|  |  | 1 |  |  | Condensing unit cover finish: Black vinyl coated |  | 0 | 0 | 0 |  | 0 | 0.00 | 0 | 0 |  | 0.0 |  | True | 1
|  |  | 1 |  |  | End finish: Stainless steel, unfinished, both sides, standard |  | 0 | 0 | 0 |  | 0 | 0.00 | 0 | 0 |  | 0.0 |  | True | 1
|  |  | 1 |  |  | Door type, first: solid, black vinyl/field laminated |  | 0 | 0 | 0 |  | 0 | 0.00 | 0 | 0 |  | 0.0 |  | True | 1
|  |  | 1 |  |  | Door hinge location, first: Left |  | 0 | 0 | 0 |  | 0 | 0.00 | 0 | 0 |  | 0.0 |  | True | 1
|  |  | 1 |  |  | Door handle, first: full length stainless steel handle, 24" |  | 0 | 0 | 0 |  | 0 | 0.00 | 0 | 0 |  | 0.0 |  | True | 1
|  |  | 1 |  |  | Shelving style, first: (3) flat shelves |  | 0 | 0 | 0 |  | 0 | 0.00 | 0 | 0 |  | 0.0 |  | True | 1
|  |  | 1 |  |  | Door type, second: solid, black vinyl/field laminated |  | 0 | 0 | 0 |  | 0 | 0.00 | 0 | 0 |  | 0.0 |  | True | 1
|  |  | 1 |  |  | Door hinge location, second: Right |  | 0 | 0 | 0 |  | 0 | 0.00 | 0 | 0 |  | 0.0 |  | True | 1
|  |  | 1 |  |  | Door handle, second: full length stainless steel handle, 24" |  | 0 | 0 | 0 |  | 0 | 0.00 | 0 | 0 |  | 0.0 |  | True | 1
|  |  | 1 |  |  | Shelving style, second: (3) flat shelves |  | 0 | 0 | 0 |  | 0 | 0.00 | 0 | 0 |  | 0.0 |  | True | 1
|  |  | 1 |  |  | Crisp White™ LED |  | 0 | 0 | 0 |  | 0 | 0.00 | 0 | 0 |  | 0.0 |  | True | 1
| Perlick | 63771A | 1 | st |  | Low Profile Rollers, 1-5/8", set of (4) |  | 269 | 269 | 538 | 50 | 269 | 0.00 | 0 | 0 | 92.5 | 0.0 |  | True | 1
1105 |  |  | 0 |  | SpareNo | SpareNo |  | 0 | 0 | 0 |  | 0 | 0.00 | 0 | 0 |  | 0.0 |  | True | 0 | SpareNo
1106 | GC |  | 1 | ea | BAR TOP AND DIE | MILLWORK BY GENERAL CONTRACTOR |  | 0 | 0 | 0 |  | 0 | 0.00 | 0 | 0 |  | 0.0 |  | True | 0
1107 | Perlick | TSF12SC | 1 | ea | Drainboard | Underbar Storage Cabinet 12"W x 24"D, 4" or 6"H backsplash with 1" return at top, pitched drainboard top with 1-1/2" NPS drain socket with 1/2" OD barb & 1/2" ID anti-microbial tubing, 1-1/2" NPS male drain center back of cabinet bottom, (1) adjustable intermediate shelf, stainless steel construction, Perlick Quick Clamp stainless steel legs & adjustable feet, NSF Listed |  | 1065 | 1065 | 2130 | 50 | 1065 | 30.00 | 0 | 0 | 100 | 0.0 |  | True | 1
|  |  | 1 |  |  | 6" backsplash |  | 0 | 0 | 0 |  | 0 | 0.00 | 0 | 0 |  | 0.0 |  | True | 1
| Perlick | 1039805 | 2 | ea |  | Perlick Flex Mount Leg Relocation Kit, Includes: (1) Rails, (1) Bolts, and (1)Tightening Knobs |  | 50 | 100 | 100 | 50 | 50 | 0.00 | 0 | 0 |  | 0.0 |  | True | 1
| Perlick | 1032968-12 | 1 | ea |  | TSF Series 12"W Perforated Drainboard Insert, 'Stadium' shaped perforations, stainless steel construction, factory installed |  | 85 | 85 | 170 | 50 | 85 | 0.00 | 0 | 0 | 100 | 288.00000 |  | True | 1
1108 | Perlick | HB24FS-SD-STK | 1 | ea | Undercounter Freezer | (QuickShip) ADA Series Freezer, undercounter, 23-7/8"W x 24"D, self-contained refrigeration, -10° to 10°F temperature range, (4.8) cu. ft. interior capacity, digital thermostat & control, LED interior lighting, stainless steel drawers with lock, front vented, automatic defrost, galvanized back & base, stainless steel top, sides, & interior, R600a, 115v/60/1-ph, 2.4 amps, NEMA 5-15P, ETL-Sanitation, cULus, ADA Compliant |  | 4120 | 4120 | 8240 | 50 | 4120 | 195.00 | 0 | 0 | 150 | 0.0 |  | True | 1
|  |  | 1 |  |  | WARNING: The materials used in this product may contain chemicals known to the State of California to cause cancer and birth defects or other reproductive harm. For more information go to www.P65Warnings.ca.gov |  | 0 | 0 | 0 |  | 0 | 0.00 | 0 | 0 |  | 0.0 |  | True | 1
|  |  | 1 |  |  | Please note: This unit is intended for chilling glasses or holding product at freezing, not intended to hold food overnight or freeze ice cubes. |  | 0 | 0 | 0 |  | 0 | 0.00 | 0 | 0 |  | 0.0 |  | True | 1
|  |  | 1 |  |  | 5 yr. compressor warranty, 1 yr. parts & labor warranty |  | 0 | 0 | 0 |  | 0 | 0.00 | 0 | 0 |  | 0.0 |  | True | 1
| Perlick | 66736 | 1 | st |  | Casters, 3-3/4", includes mounting platform (set of 4) |  | 295.5 | 295.5 | 591 | 50 | 295.5 | 0.00 | 0 | 0 | 92.5 | 0.0 |  | True | 1
1109 |  |  | 0 |  | SpareNo | SpareNo |  | 0 | 0 | 0 |  | 0 | 0.00 | 0 | 0 |  | 0.0 |  | True | 0 | SpareNo
1110 |  |  | 0 |  | SpareNo | SpareNo |  | 0 | 0 | 0 |  | 0 | 0.00 | 0 | 0 |  | 0.0 |  | True | 0 | SpareNo
1111 | Perlick | CUSTOM | 1 | ea | CORNER DRAINBOARD |  |  | 0 | 0 | 0 |  | 0 | 0.00 | 0 | 0 |  | 0.0 |  | True | 0
1112 | Perlick | TSF12BTB | 1 | ea | TRASH UNIT | TSF Series Trash Receptacle Top Cover, 12"W x 24"D x 13-9/16"H, stainless steel construction (wastebasket is not included), 6"H backsplash, 8-3/8" x 6-3/8" opening for trash (requires support by adjacent underbar equipment or accessory end panel & leg kit) |  | 451 | 451 | 902 | 50 | 451 | 25.00 | 0 | 0 | 100 | 0.0 |  | True | 1
|  |  | 1 |  |  | 6" Backsplash standard |  | 0 | 0 | 0 |  | 0 | 0.00 | 0 | 0 |  | 0.0 |  | True | 1
1113 | Perlick | CUSTOM | 1 | ea | FILLER PIECE |  |  | 0 | 0 | 0 |  | 0 | 0.00 | 0 | 0 |  | 0.0 |  | True | 0
1114 | Perlick | TS12DS | 1 | ea | DUMP SINK | TS Series Underbar Wet Waste Sink Unit, 12"W x 18-9/16"D, 10" wide x 14" front-to-back x 9-1/4" deep 18 gauge stainless steel sink, backsplash, 4" OC splash mount faucet holes, 1-1/2" NPS male drain, stainless steel construction, Perlick Quick Clamp tool less leg attachment, stainless steel legs with 1" adjustable thermoplastic feet |  | 750 | 750 | 1500 | 50 | 750 | 45.00 | 0 | 0 | 100 | 0.0 |  | True | 1
|  |  | 1 |  |  | 6" Backsplash standard |  | 0 | 0 | 0 |  | 0 | 0.00 | 0 | 0 |  | 0.0 |  | True | 1
| Perlick | 934GN-LF | 1 | ea |  | Front Loading Faucet, wall/splash mount, lead free, gooseneck spout, faucet valves includes: built-in check valves to prevent back flow or across flow, (2) 3/8" O.D. x 3/8" O.D. x 18", braided stainless steel supply lines included |  | 286.5 | 286.5 | 573 | 50 | 286.5 | 0.00 | 0 | 0 |  | 0.0 |  | True | 1
| Perlick | 7055-48 | 1 | ea |  | Perforated Wet Waste Pan, 7 quart capacity, stainless steel (10-3/8" x 12-3/4" x 4" deep) |  | 92.5 | 92.5 | 185 | 50 | 92.5 | 0.00 | 0 | 0 | 100 | 0.0 |  | True | 1
| Perlick | 7054R | 1 |  |  | End Splash, right, 6", for TS or TSF series |  | 112.5 | 112.5 | 225 | 50 | 112.5 | 0.00 | 0 | 0 | 100 | 0.0 |  | True | 1
| Perlick | 7054L | 1 |  |  | End Splash, left, 6", for TS or TSF series |  | 112.5 | 112.5 | 225 | 50 | 112.5 | 0.00 | 0 | 0 | 100 | 0.0 |  | True | 1
1115 |  |  | 0 |  | SpareNo | SpareNo |  | 0 | 0 | 0 |  | 0 | 0.00 | 0 | 0 |  | 0.0 |  | True | 0 | SpareNo
1116 | Perlick | TSC24IC | 1 | ea | COCKTAIL STATION | Tobin Ellis Signature Ice Chest, modular, 24"W, approximately 50 lbs. ice capacity, 6"H backsplash with 1" return, ABS plastic top ledge, stainless steel top & sides, stainless steel interior, galvanized steel back & bottom, 1/2" NPS drain, stainless steel legs with adjustable thermoplastic feet, NSF |  | 1157.5 | 1157.5 | 2315 | 50 | 1157.5 | 60.00 | 0 | 0 |  | 0.0 |  | True | 1
|  |  | 1 |  |  | 6" Backsplash standard |  | 0 | 0 | 0 |  | 0 | 0.00 | 0 | 0 |  | 0.0 |  | True | 1
|  |  | 1 |  |  | Covers MUST be selected to satisfy NSF and/or local code requirements |  | 0 | 0 | 0 |  | 0 | 0.00 | 0 | 0 |  | 0.0 |  | True | 1
| Perlick | ICC-C24 | 1 | ea |  | Tobin Ellis Signature Ice Chest Covers, 3-piece sliding assembly, 24"W, front & back, stainless steel (for TSC24 ice chests) |  | 201 | 201 | 402 | 50 | 201 | 0.00 | 0 | 0 |  | 0.0 |  | True | 1
| Perlick | ICC-TSC | 2 | ea |  | Tobin Ellis Signature Ice Bin Divider, stainless steel, for TSC series ice chests |  | 70 | 140 | 140 | 50 | 70 | 0.00 | 0 | 0 |  | 0.0 |  | True | 1
1117 | Perlick | SR-D36A | 1 | ea | DOUBLE Speed Rail / Rack | Speed Rail, double, 36" W, stainless steel construction, factory installed |  | 335 | 335 | 670 | 50 | 335 | 0.00 | 0 | 0 |  | 0.0 |  | True | 1
1118 | Perlick | TSF4SGB | 1 | ea | Soda Gun HOLDER | TSF Series Soda Gun Filler Section, 4"W x 24"D x 22"H, all stainless steel construction, universal design accepts either Wunder-Bar® & Schroeder America™ 8-14 product soda manifolds & drip cups (accepts only NON-FLOW CONTROL manifolds that don't exceed 3" in overall thickness), interior mounted manifold conceals soda lines, tool-less removal of top cover provides easy access, integrated drip cup mounting allows concealed routing of drip tube to waste drain, accessory speed rails can bypass or terminate on Soda Gun Filler, soda manifold, hose gun & drip cup NOT included, NSF |  | 496 | 496 | 992 | 50 | 496 | 18.00 | 0 | 0 | 100 | 0.0 |  | True | 1
1119 |  |  | 0 |  | SpareNo | SpareNo |  | 0 | 0 | 0 |  | 0 | 0.00 | 0 | 0 |  | 0.0 |  | True | 0 | SpareNo
1120 |  |  | 0 |  | SpareNo | SpareNo |  | 0 | 0 | 0 |  | 0 | 0.00 | 0 | 0 |  | 0.0 |  | True | 0 | SpareNo
1121 | Vendor | BY VENDOR | 1 | ea | SODA GUN | BY VENDOR |  | 0 | 0 | 0 |  | 0 | 0.00 | 0 | 0 |  | 0.0 |  | True | 0
1122 | Perlick | CUSTOM | 1 | ea | FILLER PIECE |  |  | 0 | 0 | 0 |  | 0 | 0.00 | 0 | 0 |  | 0.0 |  | True | 0
1123 | Perlick | HC24RS4 | 1 | ea | Undercounter Refrigerator | C-Series Refrigerator, undercounter, 23-7/8"W x 24"D, self-contained refrigeration, 34°F to 42°F temperature range, 5.3 cu. ft. interior volume, digital thermostat & control, LED interior lighting, (2) black vinyl-coated full extension shelves (adjustable) & (1) black-vinyl coated floor rack, (1) hinged door, front vented, self-evaporating condensate pan, galvanized back & base, stainless steel top, sides, & interior, R600a, 115v/60/1-ph, 1.6 amps, NEMA 5-15P, NSF, cULus, ETL-Sanitation |  | 3221 | 3221 | 6442 | 50 | 3221 | 185.00 | 0 | 0 | 85 | 0.0 |  | True | 1
|  |  | 1 |  |  | WARNING: The materials used in this product may contain chemicals known to the State of California to cause cancer and birth defects or other reproductive harm. For more information go to www.P65Warnings.ca.gov |  | 0 | 0 | 0 |  | 0 | 0.00 | 0 | 0 |  | 0.0 |  | True | 1
|  |  | 1 |  |  | 5 yr. compressor warranty, 1 yr. parts & labor warranty |  | 0 | 0 | 0 |  | 0 | 0.00 | 0 | 0 |  | 0.0 |  | True | 1
|  |  | 1 |  |  | Door finish: glass with stainless steel frame |  | 280 | 280 | 560 | 50 | 280 | 0.00 | 0 | 0 |  | 0.0 |  | True | 1
|  |  | 1 |  |  | Left hinged(nc) |  | 0 | 0 | 0 |  | 0 | 0.00 | 0 | 0 |  | 0.0 |  | True | 1
|  |  | 1 |  |  | Full length, 24", stainless steel grip with chrome endcaps |  | 0 | 0 | 0 |  | 0 | 0.00 | 0 | 0 |  | 0.0 |  | True | 1
|  |  | 1 | ea |  | Door lock, chrome |  | 94 | 94 | 188 | 50 | 94 | 0.00 | 0 | 0 |  | 0.0 |  | True | 1
|  |  | 1 |  |  | No dispensing |  | 0 | 0 | 0 |  | 0 | 0.00 | 0 | 0 |  | 0.0 |  | True | 1
| Perlick | 66736 | 1 | st |  | Casters, 3-3/4", includes mounting platform (set of 4) |  | 295.5 | 295.5 | 591 | 50 | 295.5 | 0.00 | 0 | 0 | 92.5 | 0.0 |  | True | 1
1124 | Perlick | CUSTOM | 1 | ea | DRAINBOARD TOP |  |  | 0 | 0 | 0 |  | 0 | 0.00 | 0 | 0 |  | 0.0 |  | True | 0
1125 |  |  | 0 |  | SpareNo | SpareNo |  | 0 | 0 | 0 |  | 0 | 0.00 | 0 | 0 |  | 0.0 |  | True | 0 | SpareNo
1126 | Perlick | TSF24SC | 1 | ea | Drainboard | Underbar Storage Cabinet 24"W x 24"D, 4" or 6"H backsplash with 1" return at top, pitched drainboard top with 1-1/2" NPS drain socket with 1/2" OD barb & 1/2" ID anti-microbial tubing, 1-1/2" NPS male drain center back of cabinet bottom, (1) adjustable intermediate shelf, stainless steel construction, Perlick Quick Clamp stainless steel legs & adjustable feet, NSF Listed |  | 1142.5 | 1142.5 | 2285 | 50 | 1142.5 | 65.00 | 0 | 0 | 100 | 0.0 |  | True | 1
|  |  | 1 |  |  | 6" backsplash |  | 0 | 0 | 0 |  | 0 | 0.00 | 0 | 0 |  | 0.0 |  | True | 1
| Perlick | 1039805 | 2 | ea |  | Perlick Flex Mount Leg Relocation Kit, Includes: (1) Rails, (1) Bolts, and (1)Tightening Knobs |  | 50 | 100 | 100 | 50 | 50 | 0.00 | 0 | 0 |  | 0.0 |  | True | 1
| Perlick | 1032968-24 | 1 | ea |  | TSF Series 24"W Perforated Drainboard Insert, 'Stadium' shaped perforations, stainless steel construction, factory installed |  | 145 | 145 | 290 | 50 | 145 | 0.00 | 0 | 0 | 100 | 576.00000 |  | True | 1
1127 | Perlick | CUSTOM | 1 | ea | FILLER PIECE |  |  | 0 | 0 | 0 |  | 0 | 0.00 | 0 | 0 |  | 0.0 |  | True | 0
1128 | Perlick | PKD24B | 1 | ea | Glasswasher | Underbar Glasswasher, door type, 24"W, low temperature chemical sanitizing, (30) 20" x 20" racks per hour, 12-1/8" maximum glass height, upper & lower stainless steel wash arms with reinforced caps, built-in chemical pumps & deliming system, pumped drain, stainless steel construction, 4" adjustable legs, 1 HP wash pump motor, 115v/60/1-ph, 16.0 amps, NSF, UL |  | 7760 | 7760 | 15520 | 50 | 7760 | 190.00 | 0 | 0 | 92.5 | 0.0 |  | True | 1
|  |  | 1 |  |  | 1 yr. parts & labor warranty |  | 0 | 0 | 0 |  | 0 | 0.00 | 0 | 0 |  | 0.0 |  | True | 1
1129 |  |  | 0 |  | SpareNo | SpareNo |  | 0 | 0 | 0 |  | 0 | 0.00 | 0 | 0 |  | 0.0 |  | True | 0 | SpareNo
1130 |  |  | 0 |  | SpareNo | SpareNo |  | 0 | 0 | 0 |  | 0 | 0.00 | 0 | 0 |  | 0.0 |  | True | 0 | SpareNo
1131 | Perlick | TSF24SC | 1 | ea | Drainboard | Underbar Storage Cabinet 24"W x 24"D, 4" or 6"H backsplash with 1" return at top, pitched drainboard top with 1-1/2" NPS drain socket with 1/2" OD barb & 1/2" ID anti-microbial tubing, 1-1/2" NPS male drain center back of cabinet bottom, (1) adjustable intermediate shelf, stainless steel construction, Perlick Quick Clamp stainless steel legs & adjustable feet, NSF Listed |  | 1142.5 | 1142.5 | 2285 | 50 | 1142.5 | 65.00 | 0 | 0 | 100 | 0.0 |  | True | 1
|  |  | 1 |  |  | 6" backsplash |  | 0 | 0 | 0 |  | 0 | 0.00 | 0 | 0 |  | 0.0 |  | True | 1
| Perlick | 1039805 | 2 | ea |  | Perlick Flex Mount Leg Relocation Kit, Includes: (1) Rails, (1) Bolts, and (1)Tightening Knobs |  | 50 | 100 | 100 | 50 | 50 | 0.00 | 0 | 0 |  | 0.0 |  | True | 1
| Perlick | 1032968-24 | 1 | ea |  | TSF Series 24"W Perforated Drainboard Insert, 'Stadium' shaped perforations, stainless steel construction, factory installed |  | 145 | 145 | 290 | 50 | 145 | 0.00 | 0 | 0 | 100 | 576.00000 |  | True | 1
1132 | Rubbermaid | FG354060GRAY | 1 | ea | TRASH RECEPTACLE | Slim Jim® Container, 23 gallon, 22"W x 11"D x 30"H, with venting channels, molded-in handles, general purpose waste, open type without lid, high-impact plastic construction, gray, Made in USA |  | 47.13 | 47.13 | 94.26 | 50 | 47.13 | 8.24 | 0 | 0 | 150 | 0.0 |  | True | 4
1133 | Perlick | CUSTOM | 1 | ea | FILLER PIECE |  |  | 0 | 0 | 0 |  | 0 | 0.00 | 0 | 0 |  | 0.0 |  | True | 0
1134 | Perlick | TSF12HS | 1 | ea | Hand Sink | TSF Series Underbar Hand Sink Unit, 12"W x 24"D, 10" wide x 14" front-to-back x 9-1/4" deep 18 gauge stainless steel sink, backsplash, 4" OC splash mount faucet holes, (16) oz. pump soap dispenser integrated into front apron, C-fold paper towel dispenser integrated into front apron, stainless steel hinged door with magnetic catches, 1-1/2" NPS male drain, stainless steel construction, Perlick Quick Clamp tool less leg attachment, stainless steel legs with 1" adjustable thermoplastic feet |  | 1050 | 1050 | 2100 | 50 | 1050 | 50.00 | 0 | 0 | 100 | 0.0 |  | True | 1
|  |  | 1 |  |  | 6" Backsplash standard |  | 0 | 0 | 0 |  | 0 | 0.00 | 0 | 0 |  | 0.0 |  | True | 1
| Perlick | 1039805 | 2 | ea |  | Perlick Flex Mount Leg Relocation Kit, Includes: (1) Rails, (1) Bolts, and (1)Tightening Knobs |  | 50 | 100 | 100 | 50 | 50 | 0.00 | 0 | 0 |  | 0.0 |  | True | 1
| Perlick | 934GN-LF | 1 | ea |  | Front Loading Faucet, wall/splash mount, lead free, gooseneck spout, faucet valves includes: built-in check valves to prevent back flow or across flow, (2) 3/8" O.D. x 3/8" O.D. x 18", braided stainless steel supply lines included |  | 286.5 | 286.5 | 573 | 50 | 286.5 | 0.00 | 0 | 0 |  | 0.0 |  | True | 1
| Perlick | 7055-48 | 1 | ea |  | Perforated Wet Waste Pan, 7 quart capacity, stainless steel (10-3/8" x 12-3/4" x 4" deep) |  | 92.5 | 92.5 | 185 | 50 | 92.5 | 0.00 | 0 | 0 | 100 | 0.0 |  | True | 1
| Perlick | 7054R | 1 |  |  | End Splash, right, 6", for TS or TSF series |  | 112.5 | 112.5 | 225 | 50 | 112.5 | 0.00 | 0 | 0 | 100 | 0.0 |  | True | 1
| Perlick | 7054L | 1 |  |  | End Splash, left, 6", for TS or TSF series |  | 112.5 | 112.5 | 225 | 50 | 112.5 | 0.00 | 0 | 0 | 100 | 0.0 |  | True | 1
1135 |  |  | 0 |  | SpareNo | SpareNo |  | 0 | 0 | 0 |  | 0 | 0.00 | 0 | 0 |  | 0.0 |  | True | 0 | SpareNo
1136 | Perlick | TSF12BTB | 1 | ea | TRASH UNIT | TSF Series Trash Receptacle Top Cover, 12"W x 24"D x 13-9/16"H, stainless steel construction (wastebasket is not included), 6"H backsplash, 8-3/8" x 6-3/8" opening for trash (requires support by adjacent underbar equipment or accessory end panel & leg kit) |  | 451 | 451 | 902 | 50 | 451 | 25.00 | 0 | 0 | 100 | 0.0 |  | True | 1
|  |  | 1 |  |  | 6" Backsplash standard |  | 0 | 0 | 0 |  | 0 | 0.00 | 0 | 0 |  | 0.0 |  | True | 1
1137 | Perlick | CUSTOM | 1 | ea | FILLER PIECE |  |  | 0 | 0 | 0 |  | 0 | 0.00 | 0 | 0 |  | 0.0 |  | True | 0
1138 | Perlick | TS12DS | 1 | ea | DUMP SINK | TS Series Underbar Wet Waste Sink Unit, 12"W x 18-9/16"D, 10" wide x 14" front-to-back x 9-1/4" deep 18 gauge stainless steel sink, backsplash, 4" OC splash mount faucet holes, 1-1/2" NPS male drain, stainless steel construction, Perlick Quick Clamp tool less leg attachment, stainless steel legs with 1" adjustable thermoplastic feet |  | 750 | 750 | 1500 | 50 | 750 | 45.00 | 0 | 0 | 100 | 0.0 |  | True | 1
|  |  | 1 |  |  | 6" Backsplash standard |  | 0 | 0 | 0 |  | 0 | 0.00 | 0 | 0 |  | 0.0 |  | True | 1
| Perlick | 934GN-LF | 1 | ea |  | Front Loading Faucet, wall/splash mount, lead free, gooseneck spout, faucet valves includes: built-in check valves to prevent back flow or across flow, (2) 3/8" O.D. x 3/8" O.D. x 18", braided stainless steel supply lines included |  | 286.5 | 286.5 | 573 | 50 | 286.5 | 0.00 | 0 | 0 |  | 0.0 |  | True | 1
| Perlick | 7055-48 | 1 | ea |  | Perforated Wet Waste Pan, 7 quart capacity, stainless steel (10-3/8" x 12-3/4" x 4" deep) |  | 92.5 | 92.5 | 185 | 50 | 92.5 | 0.00 | 0 | 0 | 100 | 0.0 |  | True | 1
| Perlick | 7054R | 1 |  |  | End Splash, right, 6", for TS or TSF series |  | 112.5 | 112.5 | 225 | 50 | 112.5 | 0.00 | 0 | 0 | 100 | 0.0 |  | True | 1
| Perlick | 7054L | 1 |  |  | End Splash, left, 6", for TS or TSF series |  | 112.5 | 112.5 | 225 | 50 | 112.5 | 0.00 | 0 | 0 | 100 | 0.0 |  | True | 1
1139 |  |  | 0 |  | SpareNo | SpareNo |  | 0 | 0 | 0 |  | 0 | 0.00 | 0 | 0 |  | 0.0 |  | True | 0 | SpareNo
1140 |  |  | 0 |  | SpareNo | SpareNo |  | 0 | 0 | 0 |  | 0 | 0.00 | 0 | 0 |  | 0.0 |  | True | 0 | SpareNo
1141 | Perlick | TSC24IC | 1 | ea | COCKTAIL STATION | Tobin Ellis Signature Ice Chest, modular, 24"W, approximately 50 lbs. ice capacity, 6"H backsplash with 1" return, ABS plastic top ledge, stainless steel top & sides, stainless steel interior, galvanized steel back & bottom, 1/2" NPS drain, stainless steel legs with adjustable thermoplastic feet, NSF |  | 1157.5 | 1157.5 | 2315 | 50 | 1157.5 | 60.00 | 0 | 0 |  | 0.0 |  | True | 1
|  |  | 1 |  |  | 6" Backsplash standard |  | 0 | 0 | 0 |  | 0 | 0.00 | 0 | 0 |  | 0.0 |  | True | 1
|  |  | 1 |  |  | Covers MUST be selected to satisfy NSF and/or local code requirements |  | 0 | 0 | 0 |  | 0 | 0.00 | 0 | 0 |  | 0.0 |  | True | 1
| Perlick | ICC-C24 | 1 | ea |  | Tobin Ellis Signature Ice Chest Covers, 3-piece sliding assembly, 24"W, front & back, stainless steel (for TSC24 ice chests) |  | 201 | 201 | 402 | 50 | 201 | 0.00 | 0 | 0 |  | 0.0 |  | True | 1
| Perlick | ICC-TSC | 2 | ea |  | Tobin Ellis Signature Ice Bin Divider, stainless steel, for TSC series ice chests |  | 70 | 140 | 140 | 50 | 70 | 0.00 | 0 | 0 |  | 0.0 |  | True | 1
1142 | Perlick | SR-D36A | 1 | ea | DOUBLE Speed Rail | Speed Rail, double, 36" W, stainless steel construction, factory installed |  | 335 | 335 | 670 | 50 | 335 | 0.00 | 0 | 0 |  | 0.0 |  | True | 1
1143 | Perlick | TSF4SGB | 1 | ea | Soda Gun HOLDER | TSF Series Soda Gun Filler Section, 4"W x 24"D x 22"H, all stainless steel construction, universal design accepts either Wunder-Bar® & Schroeder America™ 8-14 product soda manifolds & drip cups (accepts only NON-FLOW CONTROL manifolds that don't exceed 3" in overall thickness), interior mounted manifold conceals soda lines, tool-less removal of top cover provides easy access, integrated drip cup mounting allows concealed routing of drip tube to waste drain, accessory speed rails can bypass or terminate on Soda Gun Filler, soda manifold, hose gun & drip cup NOT included, NSF |  | 496 | 496 | 992 | 50 | 496 | 18.00 | 0 | 0 | 100 | 0.0 |  | True | 1
1144 | Vendor | BY VENDOR | 1 | ea | SODA GUN | BY VENDOR |  | 0 | 0 | 0 |  | 0 | 0.00 | 0 | 0 |  | 0.0 |  | True | 0
1145 |  |  | 0 |  | SpareNo | SpareNo |  | 0 | 0 | 0 |  | 0 | 0.00 | 0 | 0 |  | 0.0 |  | True | 0 | SpareNo
1146 | Perlick | CUSTOM | 1 | ea | FILLER PIECE |  |  | 0 | 0 | 0 |  | 0 | 0.00 | 0 | 0 |  | 0.0 |  | True | 0
1147 | Perlick | HC24RS4 | 1 | ea | Undercounter Refrigerator | C-Series Refrigerator, undercounter, 23-7/8"W x 24"D, self-contained refrigeration, 34°F to 42°F temperature range, 5.3 cu. ft. interior volume, digital thermostat & control, LED interior lighting, (2) black vinyl-coated full extension shelves (adjustable) & (1) black-vinyl coated floor rack, (1) hinged door, front vented, self-evaporating condensate pan, galvanized back & base, stainless steel top, sides, & interior, R600a, 115v/60/1-ph, 1.6 amps, NEMA 5-15P, NSF, cULus, ETL-Sanitation |  | 3221 | 3221 | 6442 | 50 | 3221 | 185.00 | 0 | 0 | 85 | 0.0 |  | True | 1
|  |  | 1 |  |  | WARNING: The materials used in this product may contain chemicals known to the State of California to cause cancer and birth defects or other reproductive harm. For more information go to www.P65Warnings.ca.gov |  | 0 | 0 | 0 |  | 0 | 0.00 | 0 | 0 |  | 0.0 |  | True | 1
|  |  | 1 |  |  | 5 yr. compressor warranty, 1 yr. parts & labor warranty |  | 0 | 0 | 0 |  | 0 | 0.00 | 0 | 0 |  | 0.0 |  | True | 1
|  |  | 1 |  |  | Door finish: glass with stainless steel frame |  | 280 | 280 | 560 | 50 | 280 | 0.00 | 0 | 0 |  | 0.0 |  | True | 1
|  |  | 1 |  |  | Left hinged(nc) |  | 0 | 0 | 0 |  | 0 | 0.00 | 0 | 0 |  | 0.0 |  | True | 1
|  |  | 1 |  |  | Full length, 24", stainless steel grip with chrome endcaps |  | 0 | 0 | 0 |  | 0 | 0.00 | 0 | 0 |  | 0.0 |  | True | 1
|  |  | 1 | ea |  | Door lock, chrome |  | 94 | 94 | 188 | 50 | 94 | 0.00 | 0 | 0 |  | 0.0 |  | True | 1
|  |  | 1 |  |  | No dispensing |  | 0 | 0 | 0 |  | 0 | 0.00 | 0 | 0 |  | 0.0 |  | True | 1
| Perlick | 66736 | 1 | st |  | Casters, 3-3/4", includes mounting platform (set of 4) |  | 295.5 | 295.5 | 591 | 50 | 295.5 | 0.00 | 0 | 0 | 92.5 | 0.0 |  | True | 1
1148 | Perlick | CUSTOM | 1 | ea | DRAINBOARD TOP |  |  | 0 | 0 | 0 |  | 0 | 0.00 | 0 | 0 |  | 0.0 |  | True | 0
1149 |  |  | 0 |  | SpareNo | SpareNo |  | 0 | 0 | 0 |  | 0 | 0.00 | 0 | 0 |  | 0.0 |  | True | 0 | SpareNo
1150 |  |  | 0 |  | SpareNo | SpareNo |  | 0 | 0 | 0 |  | 0 | 0.00 | 0 | 0 |  | 0.0 |  | True | 0 | SpareNo
1151 | Perlick | CUSTOM | 1 | ea | CORNER DRAINBOARD |  |  | 0 | 0 | 0 |  | 0 | 0.00 | 0 | 0 |  | 0.0 |  | True | 0
1152 | Perlick | HB24FS-SD-STK | 1 | ea | Undercounter Freezer | (QuickShip) ADA Series Freezer, undercounter, 23-7/8"W x 24"D, self-contained refrigeration, -10° to 10°F temperature range, (4.8) cu. ft. interior capacity, digital thermostat & control, LED interior lighting, stainless steel drawers with lock, front vented, automatic defrost, galvanized back & base, stainless steel top, sides, & interior, R600a, 115v/60/1-ph, 2.4 amps, NEMA 5-15P, ETL-Sanitation, cULus, ADA Compliant |  | 4120 | 4120 | 8240 | 50 | 4120 | 195.00 | 0 | 0 | 150 | 0.0 |  | True | 1
|  |  | 1 |  |  | WARNING: The materials used in this product may contain chemicals known to the State of California to cause cancer and birth defects or other reproductive harm. For more information go to www.P65Warnings.ca.gov |  | 0 | 0 | 0 |  | 0 | 0.00 | 0 | 0 |  | 0.0 |  | True | 1
|  |  | 1 |  |  | Please note: This unit is intended for chilling glasses or holding product at freezing, not intended to hold food overnight or freeze ice cubes. |  | 0 | 0 | 0 |  | 0 | 0.00 | 0 | 0 |  | 0.0 |  | True | 1
|  |  | 1 |  |  | 5 yr. compressor warranty, 1 yr. parts & labor warranty |  | 0 | 0 | 0 |  | 0 | 0.00 | 0 | 0 |  | 0.0 |  | True | 1
| Perlick | 66736 | 1 | st |  | Casters, 3-3/4", includes mounting platform (set of 4) |  | 295.5 | 295.5 | 591 | 50 | 295.5 | 0.00 | 0 | 0 | 92.5 | 0.0 |  | True | 1
1153 | Perlick | TSF12SC | 1 | ea | Drainboard | Underbar Storage Cabinet 12"W x 24"D, 4" or 6"H backsplash with 1" return at top, pitched drainboard top with 1-1/2" NPS drain socket with 1/2" OD barb & 1/2" ID anti-microbial tubing, 1-1/2" NPS male drain center back of cabinet bottom, (1) adjustable intermediate shelf, stainless steel construction, Perlick Quick Clamp stainless steel legs & adjustable feet, NSF Listed |  | 1065 | 1065 | 2130 | 50 | 1065 | 30.00 | 0 | 0 | 100 | 0.0 |  | True | 1
|  |  | 1 |  |  | 6" backsplash |  | 0 | 0 | 0 |  | 0 | 0.00 | 0 | 0 |  | 0.0 |  | True | 1
| Perlick | 1039805 | 2 | ea |  | Perlick Flex Mount Leg Relocation Kit, Includes: (1) Rails, (1) Bolts, and (1)Tightening Knobs |  | 50 | 100 | 100 | 50 | 50 | 0.00 | 0 | 0 |  | 0.0 |  | True | 1
| Perlick | 1032968-12 | 1 | ea |  | TSF Series 12"W Perforated Drainboard Insert, 'Stadium' shaped perforations, stainless steel construction, factory installed |  | 85 | 85 | 170 | 50 | 85 | 0.00 | 0 | 0 | 100 | 288.00000 |  | True | 1
1154 | GC |  | 1 | ea | BACK BAR COUNTER | MILLWORK BY GENERAL CONTRACTOR |  | 0 | 0 | 0 |  | 0 | 0.00 | 0 | 0 |  | 0.0 |  | True | 0
1505 |  |  | 0 |  | SpareNo | SpareNo |  | 0 | 0 | 0 |  | 0 | 0.00 | 0 | 0 |  | 0.0 |  | True | 0 | SpareNo
1156 | Vendor | BY VENDOR | 1 | ea | FROZEN DRINK MACHINE | BY VENDOR |  | 0 | 0 | 0 |  | 0 | 0.00 | 0 | 0 |  | 0.0 |  | True | 0
1157 | Perlick | BBS84 | 1 | ea | BACK BAR REFRIGERATOR | Refrigerated Back Bar Cabinet, three-section, 84"W, self-contained refrigeration, 24.8 cu.ft. internal volume, digital thermostat, LED interior lighting, front vented, automatic defrost & condensate evaporator, includes floor drain, stainless steel interior, side mount compressor, 1/4 HP, R290 Hydrocarbon refrigerant, NSF, cULus |  | 6187 | 6187 | 12374 | 50 | 6187 | 490.00 | 0 | 0 | 150 | 0.0 |  | True | 1
|  |  | 1 |  |  | WARNING: The materials used in this product may contain chemicals known to the State of California to cause cancer and birth defects or other reproductive harm. For more information go to www.P65Warnings.ca.gov |  | 0 | 0 | 0 |  | 0 | 0.00 | 0 | 0 |  | 0.0 |  | True | 1
|  |  | 1 |  |  | 120v/60/1-ph, 4.2 amps, NEMA 5-15P |  | 0 | 0 | 0 |  | 0 | 0.00 | 0 | 0 |  | 0.0 |  | True | 1
|  |  | 1 |  |  | 5 yr. compressor warranty, 1 yr. parts & labor warranty |  | 0 | 0 | 0 |  | 0 | 0.00 | 0 | 0 |  | 0.0 |  | True | 1
|  |  | 1 |  |  | Standard refrigerator |  | 0 | 0 | 0 |  | 0 | 0.00 | 0 | 0 |  | 0.0 |  | True | 1
|  |  | 1 |  |  | Stainless steel top - no tapping holes |  | 0 | 0 | 0 |  | 0 | 0.00 | 0 | 0 |  | 0.0 |  | True | 1
|  |  | 1 |  |  | Condensing unit location: Left |  | 0 | 0 | 0 |  | 0 | 0.00 | 0 | 0 |  | 0.0 |  | True | 1
|  |  | 1 |  |  | Condensing unit cover finish: Black vinyl coated |  | 0 | 0 | 0 |  | 0 | 0.00 | 0 | 0 |  | 0.0 |  | True | 1
|  |  | 1 |  |  | End finish: Stainless steel, unfinished, both sides, standard |  | 0 | 0 | 0 |  | 0 | 0.00 | 0 | 0 |  | 0.0 |  | True | 1
|  |  | 1 |  |  | Door type, first: solid, black vinyl/field laminated |  | 0 | 0 | 0 |  | 0 | 0.00 | 0 | 0 |  | 0.0 |  | True | 1
|  |  | 1 |  |  | Door hinge location, first: Left |  | 0 | 0 | 0 |  | 0 | 0.00 | 0 | 0 |  | 0.0 |  | True | 1
|  |  | 1 |  |  | Door handle, first: full length stainless steel handle, 24" |  | 0 | 0 | 0 |  | 0 | 0.00 | 0 | 0 |  | 0.0 |  | True | 1
|  |  | 1 |  |  | Shelving style, first: (3) flat shelves |  | 0 | 0 | 0 |  | 0 | 0.00 | 0 | 0 |  | 0.0 |  | True | 1
|  |  | 1 |  |  | Door type, second: solid, black vinyl/field laminated |  | 0 | 0 | 0 |  | 0 | 0.00 | 0 | 0 |  | 0.0 |  | True | 1
|  |  | 1 |  |  | Door hinge location, second: Left |  | 0 | 0 | 0 |  | 0 | 0.00 | 0 | 0 |  | 0.0 |  | True | 1
|  |  | 1 |  |  | Door handle, second: full length stainless steel handle, 24" |  | 0 | 0 | 0 |  | 0 | 0.00 | 0 | 0 |  | 0.0 |  | True | 1
|  |  | 1 |  |  | Shelving style, second: (3) flat shelves |  | 0 | 0 | 0 |  | 0 | 0.00 | 0 | 0 |  | 0.0 |  | True | 1
|  |  | 1 |  |  | Door type, third: solid, black vinyl/field laminated |  | 0 | 0 | 0 |  | 0 | 0.00 | 0 | 0 |  | 0.0 |  | True | 1
|  |  | 1 |  |  | Door hinge location, third: Right |  | 0 | 0 | 0 |  | 0 | 0.00 | 0 | 0 |  | 0.0 |  | True | 1
|  |  | 1 |  |  | Door handle, third: full length stainless steel handle, 24" |  | 0 | 0 | 0 |  | 0 | 0.00 | 0 | 0 |  | 0.0 |  | True | 1
|  |  | 1 |  |  | Shelving style, third: (3) flat shelves |  | 0 | 0 | 0 |  | 0 | 0.00 | 0 | 0 |  | 0.0 |  | True | 1
|  |  | 1 |  |  | Crisp White™ LED |  | 0 | 0 | 0 |  | 0 | 0.00 | 0 | 0 |  | 0.0 |  | True | 1
| Perlick | 63771A-2 | 1 |  |  | Low Profile Rollers, 1-5/8", set of (6) |  | 397.5 | 397.5 | 795 | 50 | 397.5 | 0.00 | 0 | 0 | 92.5 | 0.0 |  | True | 1
1158 |  |  | 0 |  | SpareNo | SpareNo |  | 0 | 0 | 0 |  | 0 | 0.00 | 0 | 0 |  | 0.0 |  | True | 0 | SpareNo
1159 |  |  | 0 |  | SpareNo | SpareNo |  | 0 | 0 | 0 |  | 0 | 0.00 | 0 | 0 |  | 0.0 |  | True | 0 | SpareNo
1160-1200 |  |  | 0 |  | SpareNo | SpareNo |  | 0 | 0 | 0 |  | 0 | 0.00 | 0 | 0 |  | 0.0 |  | True | 0 | SpareNo
|  |  | 0 |  |  | BULK STORAGE AREA |  | 0 | 0 | 0 |  | 0 | 0.00 | 0 | 0 |  | 0.0 |  | True | 0
1201 | Kloppenberg Products, LLC (Middleby) | IFS2400-250 | 1 | ea | ICE BIN | Ice Fill Station, 2576 lb. capacity, front access poly door, 34" minimum door clearance, insulated polyethylene snout, sloped interior walls, stainless steel base, adjustable flanged feet, includes (2) 250 lb. carts, scoop & paddle, NSF, Made in USA |  | 17313.5 | 17313.5 | 34627 | 50 | 17313.5 | 750.00 | 0 | 0 | 175 | 0.0 |  | True | 1
|  |  | 1 |  |  | NOTE: Purchase order must clearly indicate make, model and quantity of ice maker(s) being used with bin for PO to be processed |  | 0 | 0 | 0 |  | 0 | 0.00 | 0 | 0 |  | 0.0 |  | True | 1
1202 | Scotsman | AP3-P | 1 | ea | WATER FILTRATION SYSTEM | AquaPatrol™ Plus Water Filtration System, triple system, 6.3 gallons per minute max flow, designed for cubers over 1,300 lb, cULus, NSF |  | 833 | 833 | 1666 | 50 | 833 | 16.00 | 0 | 0 | 92.5 | 3.12963 |  | True | 1
|  |  | 1 |  |  | NOTE: Sale of this product must comply with Scotsman's MSRP Policy; contact your Scotsman representative for details |  | 0 | 0 | 0 |  | 0 | 0.00 | 0 | 0 |  | 0.0 |  | True | 1
1203 | Scotsman | C1448MW-3 | 1 | ea | ICE MACHINE | Prodigy Plus® Ice Maker, cube style, water-cooled, self-contained condenser, production capacity up to 1444 lb/24 hours at 70°/50° (1340 lb AHRI certified at 90°/70°), medium cube size, AutoAlert™ indicating lights, WaterSense adjustable purge control, one-touch cleaning, harvest assist, unit specific QR code, stainless steel finish, AgION™ antimicrobial protection, 208-230v/60/3-ph, 11.9 amps, cULus, NSF, CE, engineered and assembled in USA |  | 6849.5 | 6849.5 | 13699 | 50 | 6849.5 | 345.00 | 0 | 0 | 92.5 | 28.40000 |  | True | 1
|  |  | 1 |  |  | NOTE: Sale of this product must comply with Scotsman's MSRP Policy; contact your Scotsman representative for details |  | 0 | 0 | 0 |  | 0 | 0.00 | 0 | 0 |  | 0.0 |  | True | 1
|  |  | 1 |  |  | 3 year parts & labor warranties |  | 0 | 0 | 0 |  | 0 | 0.00 | 0 | 0 |  | 0.0 |  | True | 1
|  |  | 1 |  |  | 5 year parts & labor warranties on Evaporator |  | 0 | 0 | 0 |  | 0 | 0.00 | 0 | 0 |  | 0.0 |  | True | 1
|  |  | 1 |  |  | 5 year parts on compressor & condenser |  | 0 | 0 | 0 |  | 0 | 0.00 | 0 | 0 |  | 0.0 |  | True | 1
1204 | Scotsman | FS0522W-1 | 1 | ea | ICE MACHINE | Prodigy Plus® Ice Maker, flake style, water-cooled, self-contained condenser, production capacity up to 530 lb/24 hours at 70°/50° (429 lb AHRI certified at 90°/70°), sealed maintenance-free bearings, AutoAlert™ indicating lights, unit specific QR code, stainless steel evaporator and auger, one-touch cleaning, stainless steel finish, AgION™ antimicrobial protection, R-404A refrigerant, 115v/60/1-ph, 12.1 amps, NSF, cULus, engineered and assembled in USA |  | 5499 | 5499 | 10998 | 50 | 5499 | 173.00 | 0 | 0 | 92.5 | 11.57000 |  | True | 1
|  |  | 1 |  |  | NOTE: Sale of this product must comply with Scotsman's MSRP Policy; contact your Scotsman representative for details |  | 0 | 0 | 0 |  | 0 | 0.00 | 0 | 0 |  | 0.0 |  | True | 1
|  |  | 1 |  |  | 3 year parts & labor warranties |  | 0 | 0 | 0 |  | 0 | 0.00 | 0 | 0 |  | 0.0 |  | True | 1
|  |  | 1 |  |  | 5 year parts on compressor |  | 0 | 0 | 0 |  | 0 | 0.00 | 0 | 0 |  | 0.0 |  | True | 1
1205 |  |  | 0 |  | SpareNo | SpareNo |  | 0 | 0 | 0 |  | 0 | 0.00 | 0 | 0 |  | 0.0 |  | True | 0 | SpareNo
1206 | Kloppenberg Products, LLC (Middleby) | PCC-250 | 2 | ea | ICE CART | Standard Poly Ice Shuttle Classic Cart, 250 lb. capacity, 22" minimum door clearance, split lid-side drop, rugged with heavy duty castors, 10" on rear, 5" on front, fits into shuttle bay, gray, NSF, Made in USA |  | 1885 | 3770 | 3770 | 50 | 1885 | 100.00 | 0 | 0 | 175 | 0.0 |  | True | 1
1207 | Metro | SEC53EK3 | 2 | ea | Security Unit | Super Erecta® Security Unit, mobile, Metroseal 3™ epoxy-coated corrosion-resistant finish with Microban® antimicrobial protection, 40-3/4"W x 27-1/4"D x 68-1/2"H, no intermediate shelves, (2) 5MP/5MPB casters, NSF |  | 1254.5 | 2509 | 2509 | 50 | 1254.5 | 162.00 | 0 | 0 | 70 | 7.66000 |  | True | 1
1208 | True Mfg. - General Foodservice | STA2R-2S-HC | 1 | ea | Reach-In Refrigerator | SPEC SERIES® Refrigerator, reach-in, two-section, (2) stainless steel doors with locks, cam-lift hinges, digital temperature control, (6) chrome shelves, LED interior lights, stainless steel front & sides, aluminum interior sides & walls, stainless floor & ceiling, 5" castors, R290 Hydrocarbon refrigerant, 1/2 HP, 115v/60/1-ph, 5.9 amps, NEMA 5-15P, cULus, UL EPH Classified, Made in USA, ENERGY STAR® |  | 12135 | 12135 | 24270 | 50 | 12135 | 650.00 | 0 | 0 | 150 | 130.00000 |  | True | 1
|  |  | 1 | ea |  | 7 year compressor warranty, 7 years parts warranty, 7 year labor warranty, standard. Visit www.truemfg.com for specifics. |  | 0 | 0 | 0 |  | 0 | 0.00 | 0 | 0 |  | 0.0 |  | True | 1
|  |  | 1 |  |  | Left door hinged left, right door hinged right standard |  | 0 | 0 | 0 |  | 0 | 0.00 | 0 | 0 |  | 0.0 |  | True | 1
|  |  | 1 |  |  | (3) chrome shelves & shelf supports standard per section |  | 0 | 0 | 0 |  | 0 | 0.00 | 0 | 0 |  | 0.0 |  | True | 1
|  |  | 1 | st |  | 5" castors (set of 4), standard |  | 0 | 0 | 0 |  | 0 | 0.00 | 0 | 0 |  | 0.0 |  | True | 1
1209 |  |  | 0 |  | SpareNo | SpareNo |  | 0 | 0 | 0 |  | 0 | 0.00 | 0 | 0 |  | 0.0 |  | True | 0 | SpareNo
1209 | Scotsman | AP1-P | 1 | ea | Water Filtration System | AquaPatrol™ Plus Water Filtration System, single system, 2.1 gallons per minute max flow, designed for cubers up to 650 lb, and for flakers, nuggets & nugget dispensers up to 1,200 lb, cULus, NSF |  | 298 | 298 | 596 | 50 | 298 | 7.00 | 0 | 0 | 92.5 | 0.72917 |  | True | 1
|  |  | 1 |  |  | NOTE: Sale of this product must comply with Scotsman's MSRP Policy; contact your Scotsman representative for details |  | 0 | 0 | 0 |  | 0 | 0.00 | 0 | 0 |  | 0.0 |  | True | 1
1210 |  |  | 0 |  | SpareNo | SpareNo |  | 0 | 0 | 0 |  | 0 | 0.00 | 0 | 0 |  | 0.0 |  | True | 0 | SpareNo
1211 | Vendor | BY VENDOR | 2 | ea | CO2 TANK | BY VENDOR |  | 0 | 0 | 0 |  | 0 | 0.00 | 0 | 0 |  | 0.0 |  | True | 0
1212 | Vendor | BY VENDOR | 1 | ea | SODA SYSTEM AND RACK | BY VENDOR |  | 0 | 0 | 0 |  | 0 | 0.00 | 0 | 0 |  | 0.0 |  | True | 0
1213 | Metro | 1848NC | 4 | ea | DRY STORAGE SHELVING | Super Erecta® Shelf, wire, 48"W x 18"D, plastic split sleeves are included in each carton, Metroseal 3™ epoxy-coated corrosion-resistant finish with Microban® antimicrobial protection, NSF | 0.05 | 384.9982 | 1540 | 733.33 | 50 | 366.665 | 12.00 | 0 | 0 | 70 | 0.8 |  | True | 1
1214 | True Mfg. - General Foodservice | STA2F-2S-HC | 1 | ea | Reach-In Freezer | SPEC SERIES® Freezer, reach-in, two-section, -10°F, (2) stainless steel doors with locks, cam-lift hinges, digital temperature control, (6) chrome shelves, LED interior lights, stainless steel front & sides, aluminum interior, 5" castors, R290 Hydrocarbon refrigerant, 1-1/4 HP, 115v/60/1-ph, 9.4 amps, NEMA 5-15P, cULus, UL EPH Classified, Made in USA, ENERGY STAR® |  | 15511 | 15511 | 31022 | 50 | 15511 | 704.00 | 0 | 0 | 150 | 130.00000 |  | True | 1
|  |  | 1 | ea |  | 7 year compressor warranty, 7 years parts warranty, 7 year labor warranty, standard. Visit www.truemfg.com for specifics. |  | 0 | 0 | 0 |  | 0 | 0.00 | 0 | 0 |  | 0.0 |  | True | 1
|  |  | 1 |  |  | Left door hinged left, right door hinged right standard |  | 0 | 0 | 0 |  | 0 | 0.00 | 0 | 0 |  | 0.0 |  | True | 1
|  |  | 1 |  |  | (3) chrome shelves & shelf supports standard per section |  | 0 | 0 | 0 |  | 0 | 0.00 | 0 | 0 |  | 0.0 |  | True | 1
|  |  | 1 | st |  | 5" castors (set of 4), standard |  | 0 | 0 | 0 |  | 0 | 0.00 | 0 | 0 |  | 0.0 |  | True | 1
1215 |  |  | 0 |  | SpareNo | SpareNo |  | 0 | 0 | 0 |  | 0 | 0.00 | 0 | 0 |  | 0.0 |  | True | 0 | SpareNo
1216 | Thermalrite | CUSTOM | 1 | ea | BULK COOLER |  |  | 0 | 0 | 0 |  | 0 | 0.00 | 0 | 0 |  | 0.0 |  | True | 0
1217 | Custom Fabrication | STAINLESS STEEL | 1 | ea | FLOOR TROUGH AND GRATE |  |  | 0 | 0 | 0 |  | 0 | 0.00 | 0 | 0 |  | 0.0 |  | True | 0
1218 | RDT | EVAPORATOR COIL | 1 | ea | EVAPORATOR COIL |  |  | 0 | 0 | 0 |  | 0 | 0.00 | 0 | 0 |  | 0.0 |  | True | 0
1219 |  |  | 0 |  | SpareNo | SpareNo |  | 0 | 0 | 0 |  | 0 | 0.00 | 0 | 0 |  | 0.0 |  | True | 0 | SpareNo
1220 |  |  | 0 |  | SpareNo | SpareNo |  | 0 | 0 | 0 |  | 0 | 0.00 | 0 | 0 |  | 0.0 |  | True | 0 | SpareNo
1221 | Metro | 1848NK3 | 5 | ea | COOLER STORAGE SHELVING | Super Erecta® Shelf, wire, 48"W x 18"D, plastic split sleeves are included in each carton, Metroseal 3™ epoxy-coated corrosion-resistant finish with Microban® antimicrobial protection, NSF | 0.05 | 384.9982 | 1925 | 733.33 | 50 | 366.665 | 12.00 | 0 | 0 | 70 | 0.8 |  | True | 1
1222 | Metro | 2KR346MC | 1 | ea | KEG RACK | HD Super™ Beer-Keg Handling Rack, 42"W x 18"D x 64-1/8"H, (1) dunnage shelf & (1) solid shelves, (4) keg capacity, split-sleeve assemble device, foot plate, chrome plated finish |  | 1734 | 1734 | 3468 | 50 | 1734 | 112.00 | 0 | 0 | 70 | 6.31000 |  | True | 1
1223 | Metro | 1848NC | 1 | ea | DRY STORAGE SHELVING | Super Erecta® Shelf, wire, 48"W x 18"D, plastic split sleeves are included in each carton, Metroseal 3™ epoxy-coated corrosion-resistant finish with Microban® antimicrobial protection, NSF | 0.05 | 384.9982 | 385 | 733.33 | 50 | 366.665 | 12.00 | 0 | 0 | 70 | 0.8 |  | True | 1
1224 |  |  | 0 |  | SpareNo | SpareNo |  | 0 | 0 | 0 |  | 0 | 0.00 | 0 | 0 |  | 0.0 |  | True | 0 | SpareNo
1225 |  |  | 0 |  | SpareNo | SpareNo |  | 0 | 0 | 0 |  | 0 | 0.00 | 0 | 0 |  | 0.0 |  | True | 0 | SpareNo
|  |  | 0 |  |  | PREPARATION AREA |  | 0 | 0 | 0 |  | 0 | 0.00 | 0 | 0 |  | 0.0 |  | True | 0
1226 | Custom Fabrication | STAINLESS STEEL | 1 | ea | BACK PREPARATION COUNTER WITH SINK |  |  | 0 | 0 | 0 |  | 0 | 0.00 | 0 | 0 |  | 0.0 |  | True | 0
1227 | RATIONAL | ICP XS E 208/240V 1 PH UV(LM100AE) | 1 | ea | COUNTERTOP COMBI OVEN | (CA1ERRA.0007580) iCombi Pro® XS Combi Oven with UltraVent, electric, (3) 12" x 14" steam pan or (4) 13" x 18" sheet pan or (3) 2/3 GN pan capacity, intelligent cooking system with (4) assistants; iDensityControl, iCookingSuite, iProductionManager, & iCareSystem, (6) operating modes, (5) cooking methods, (3) manual operating modes, 85° to 572°F temperature range, quick clean, care control, eco mode, 6-point core temperature probe, retractable hand shower, Ethernet interface, Wi-Fi enabled, 208/240v/60/1-ph, 6 ft. cord, NEMA 6-50P, 5.7 kW, IPX5, UL, cULus, NSF |  | 9667 | 9667 | 19334 | 50 | 9667 | 0.00 | 0 | 0 | 85 | 0.0 |  | True | 1
|  |  | 1 |  |  | NOTE: All discounts subject to approval by manufacturer |  | 0 | 0 | 0 |  | 0 | 0.00 | 0 | 0 |  | 0.0 |  | True | 1
|  |  | 1 |  |  | 2 years parts and labor, 5 years steam generator warranty |  | 0 | 0 | 0 |  | 0 | 0.00 | 0 | 0 |  | 0.0 |  | True | 1
| RATIONAL | CAP | 1 | ea |  | Chef Assistance Program, a RATIONAL certified Chef conducts 4 hours/location specialized application training with personnel, no charge |  | 0 | 0 | 0 |  | 0 | 0.00 | 0 | 0 | 85 | 0.0 |  | True | 1
1228 | TurboChef (Middleby) | I3-TOUCH CONTROL I3-9500-801 - 1 PHASE | 1 | ea | RAPID COOK OVEN | i3-9500-801 I3™ Microwave/Impingement Oven, Rapid Cook, electric, 1-phase 23", ventless, countertop, High Level touch controls with wifi, fully insulated cook chamber, stores up to 200 recipes, internal catalytic converter, smart voltage sensor technology (US only), digital display, removable rack and grease collection pan, top and bottom jet plates, pull down door with ergonomic handle, multi-speed impingement blower, (2) solid PTFE baskets, (1) oven cleaner, (1) oven guard, (1) aluminum paddle, (2) trigger sprayers, (1) standard rack, side hand grips, stainless steel front, top & sides, cULus, CE, UL EPH Classified, ANSI/NSF 4, TUV |  | 11630.14 | 11630.14 | 23260.28 | 50 | 11630.14 | 290.00 | 0 | 0 | 92.5 | 0.0 |  | True | 1
| TurboChef (Middleby) | MDD-1001 | 1 | ea |  | Open Kitchen bundle, includes - 1 x ConnectWare module, 1 x Secure Access Point (SAP), 3 year subscription for Open Kitchen (NET price displays when item is added to quote) |  | 895 | 895 | 995 | =Net= | 895 | 0.00 | 0 | 0 |  | 0.0 |  | True | 1
|  |  | 1 |  |  | All items FOB: Carrollton, Texas: Consumable/accessory orders less than $5,000 will incur a handling fee. Orders shipping standard ground will incur a $15.00 handling fee. Orders shipping other than standard ground will incur $25.00 handling fee |  | 0 | 0 | 0 |  | 0 | 0.00 | 0 | 0 |  | 0.0 |  | True | 1
|  |  | 1 |  |  | One year parts and labor warranty |  | 0 | 0 | 0 |  | 0 | 0.00 | 0 | 0 |  | 0.0 |  | True | 1
|  |  | 1 |  |  | 208-240v/60/1-ph, 40.0amps, 8.3-9.6kw, 6 foot cord (nominal), NEMA 6-50P, standard |  | 0 | 0 | 0 |  | 0 | 0.00 | 0 | 0 |  | 0.0 |  | True | 1
1229 |  |  | 0 |  | SpareNo | SpareNo |  | 0 | 0 | 0 |  | 0 | 0.00 | 0 | 0 |  | 0.0 |  | True | 0 | SpareNo
1230 |  |  | 0 |  | SpareNo | SpareNo |  | 0 | 0 | 0 |  | 0 | 0.00 | 0 | 0 |  | 0.0 |  | True | 0 | SpareNo
1231 | Custom Fabrication | STAINLESS STEEL | 1 | ea | UNDER COUNTER REFRIGERATOR |  |  | 0 | 0 | 0 |  | 0 | 0.00 | 0 | 0 |  | 0.0 |  | True | 0
1232 | Perfect Fry (Middleby) | PFC500 | 1 | ea | Ventless Fryer | Ventless Semi-Automatic Deep Fryer, countertop, 2 gallon oil capacity, 3lb product load, front door access to fryer basket, oil drainage kit, Built in Fire Suppression, interactive touchscreen control, WiFi enabled, USB port for recipe sharing and data transfer, cETLus, ETL-Sanitation, NSF |  | 8135.5 | 8135.5 | 16271 | 50 | 8135.5 | 106.00 | 0 | 0 |  | 7.56000 |  | True | 1
|  |  | 1 |  |  | Warranty: 1 year parts and labor warranty from the date of installation up to a maximum of 15 months from the date of manufacture (with appropriate documentation), standard |  | 0 | 0 | 0 |  | 0 | 0.00 | 0 | 0 |  | 0.0 |  | True | 1
| Perfect Fry (Middleby) | MDD-1001 | 1 | ea | Maintenance Software | Open Kitchen bundle, includes - 1 x ConnectWare module, 1 x Secure Access Point (SAP), 3 year subscription for Open Kitchen (NET price displays when item is added to quote) |  | 895 | 895 | 995 | =Net= | 895 | 0.00 | 0 | 0 |  | 0.0 |  | True | 1
|  |  | 1 |  |  | 208v/60/1ph, 5.0 KW, 24 amps NEMA 6-30P |  | 0 | 0 | 0 |  | 0 | 0.00 | 0 | 0 |  | 0.0 |  | True | 1
1233 | Custom Fabrication | STAINLESS STEEL | 1 | ea | DOUBLE WALL SHELF |  |  | 0 | 0 | 0 |  | 0 | 0.00 | 0 | 0 |  | 0.0 |  | True | 0
1234 | Custom Fabrication | STAINLESS STEEL | 1 | ea | UNDER COUNTER REFRIGERATOR |  |  | 0 | 0 | 0 |  | 0 | 0.00 | 0 | 0 |  | 0.0 |  | True | 0
1235 |  |  | 0 |  | SpareNo | SpareNo |  | 0 | 0 | 0 |  | 0 | 0.00 | 0 | 0 |  | 0.0 |  | True | 0 | SpareNo
1236 | Custom Fabrication | STAINLESS STEEL | 1 | ea | RECESSED CUTTING BOARD |  |  | 0 | 0 | 0 |  | 0 | 0.00 | 0 | 0 |  | 0.0 |  | True | 0
1237 | Custom Fabrication | STAINLESS STEEL | 1 | ea | PICK-UP COUNTER |  |  | 0 | 0 | 0 |  | 0 | 0.00 | 0 | 0 |  | 0.0 |  | True | 0
1238 | Advance Tabco | 7-PS-42 | 1 | ea | DROP-IN HAND SINK | Recessed Hand Sink, 14"W x 10"D x 5" deep sink bowl, includes: 4" OC deck mounted gooseneck faucet with aerator, soap & paper towel dispensers, 4"H side splashes, 304 stainless steel, NSF (countertop opening not to exceed 17-1/4" (front to back) x 17-3/8" (left to right)) |  | 1954 | 1954 | 3908 | 50 | 1954 | 30.00 | 0 | 0 | 100 | 2.00000 |  | True | 1
| Advance Tabco | K-316-LU | 1 | ea |  | Wrist Handles Only, for splash or deck mount hand sink faucet (1 pair hot & cold 4" long blades), fits faucets supplied after November 2015 with hot & cold color rings that do not have exposed screw head |  | 83.5 | 83.5 | 167 | 50 | 83.5 | 2.00 | 0 | 0 | 77.5 | 0.0 |  | True | 1
| Advance Tabco | 7-PS-10 | 1 | ea |  | P-trap, heavy duty, 1-1/2", 17 gauge |  | 93.5 | 93.5 | 187 | 50 | 93.5 | 1.00 | 0 | 0 | 77.5 | 0.0 |  | True | 1
1239 |  |  | 0 |  | SpareNo | SpareNo |  | 0 | 0 | 0 |  | 0 | 0.00 | 0 | 0 |  | 0.0 |  | True | 0 | SpareNo
1240 |  |  | 0 |  | SpareNo | SpareNo |  | 0 | 0 | 0 |  | 0 | 0.00 | 0 | 0 |  | 0.0 |  | True | 0 | SpareNo
1241 | Custom Fabrication | STAINLESS STEEL | 1 | ea | TRASH CHUTE |  |  | 0 | 0 | 0 |  | 0 | 0.00 | 0 | 0 |  | 0.0 |  | True | 0
1242 | Rubbermaid | FG354060GRAY | 1 | ea | TRASH RECEPTACLE | Slim Jim® Container, 23 gallon, 22"W x 11"D x 30"H, with venting channels, molded-in handles, general purpose waste, open type without lid, high-impact plastic construction, gray, Made in USA |  | 47.13 | 47.13 | 94.26 | 50 | 47.13 | 8.24 | 0 | 0 | 150 | 0.0 |  | True | 4
1243 | Custom Fabrication | STAINLESS STEEL | 1 | ea | DOUBLE OVEN SHELF |  |  | 0 | 0 | 0 |  | 0 | 0.00 | 0 | 0 |  | 0.0 |  | True | 0
1244 | Custom Fabrication | STAINLESS STEEL | 1 | ea | UNDER COUNTER REFRIGERATOR |  |  | 0 | 0 | 0 |  | 0 | 0.00 | 0 | 0 |  | 0.0 |  | True | 0
1245 |  |  | 0 |  | SpareNo | SpareNo |  | 0 | 0 | 0 |  | 0 | 0.00 | 0 | 0 |  | 0.0 |  | True | 0 | SpareNo
1246 | Custom Fabrication | STAINLESS STEEL | 1 | ea | RECESSED CUTTING BOARD |  |  | 0 | 0 | 0 |  | 0 | 0.00 | 0 | 0 |  | 0.0 |  | True | 0
1247 | ACP | RMS10TSA | 1 | ea | Microwave Oven | Amana® Commercial Microwave Oven, 0.8 cu. ft. capacity, 1000 watts, low volume, 4-stage cooking, (5) power levels, touchpad controls, (20) memory settings, 30-minute max cooking time, interlock safety switch, audible end of cycle signal, LED display, side hinged door with tempered glass, LED lighted interior, stainless steel interior & exterior, 120v/60/1-ph, 13.0 amps, 15 MCA, 1500 watts (total), cord, NEMA 5-15P, cETLus, ETL-Sanitation |  | 520 | 520 | 1040 | 50 | 520 | 37.00 | 0 | 0 | ups | 0.0 |  | True | 1
|  |  | 1 |  |  | 3-year limited warranty (1 year full) |  | 0 | 0 | 0 |  | 0 | 0.00 | 0 | 0 |  | 0.0 |  | True | 1
1248 | Hatco | GRAH-30 | 1 | ea | FOOD WARMER | Glo-Ray® Infrared Strip Heater, 30" W, high wattage, tubular metal heater rod, single heater rod housing, aluminum construction, 660 watts, NSF, CE, cULus, Made in USA |  | 201.5 | 201.5 | 403 | 50 | 201.5 | 8.00 | 0 | 0 | 100 | 0.0 |  | True | 1
|  |  | 1 |  |  | NOTE: Sale of this product must comply with Hatco's Minimum Resale Price Policy; consult order acknowledgement for details |  | 0 | 0 | 0 |  | 0 | 0.00 | 0 | 0 |  | 0.0 |  | True | 1
|  |  | 1 |  |  | NOTE: Includes 24/7 parts & service assistance, call 414-671-6350 |  | 0 | 0 | 0 |  | 0 | 0.00 | 0 | 0 |  | 0.0 |  | True | 1
|  |  | 1 |  |  | One year on-site parts & labor warranty, plus one additional year parts only warranty on all Glo-Ray metal sheathed elements |  | 0 | 0 | 0 |  | 0 | 0.00 | 0 | 0 |  | 0.0 |  | True | 1
|  |  | 1 |  |  | 120v/60/1-ph |  | 0 | 0 | 0 |  | 0 | 0.00 | 0 | 0 |  | 0.0 |  | True | 1
| Hatco | BLT TOG-1 | 1 |  |  | (1) Built-in toggle control (remote recommended) (available at time of purchase only) |  | 0 | 0 | 0 |  | 0 | 0.00 | 0 | 0 |  | 0.0 |  | True | 1
| Hatco | STANDARD | 1 |  |  | Clear Anodized Aluminum housing, finish, standard (available at time of purchase only) |  | 0 | 0 | 0 |  | 0 | 0.00 | 0 | 0 |  | 0.0 |  | True | 1
1249 |  |  | 0 |  | SpareNo | SpareNo |  | 0 | 0 | 0 |  | 0 | 0.00 | 0 | 0 |  | 0.0 |  | True | 0 | SpareNo
1250 |  |  | 0 |  | SpareNo | SpareNo |  | 0 | 0 | 0 |  | 0 | 0.00 | 0 | 0 |  | 0.0 |  | True | 0 | SpareNo
1251 | Custom Fabrication | STAINLESS STEEL | 1 | ea | UNDER COUNTER REFRIGERATOR |  |  | 0 | 0 | 0 |  | 0 | 0.00 | 0 | 0 |  | 0.0 |  | True | 0
1252 | Hatco | GRAH-30 | 1 | ea | FOOD WARMER | Glo-Ray® Infrared Strip Heater, 30" W, high wattage, tubular metal heater rod, single heater rod housing, aluminum construction, 660 watts, NSF, CE, cULus, Made in USA |  | 201.5 | 201.5 | 403 | 50 | 201.5 | 8.00 | 0 | 0 | 100 | 0.0 |  | True | 1
|  |  | 1 |  |  | NOTE: Sale of this product must comply with Hatco's Minimum Resale Price Policy; consult order acknowledgement for details |  | 0 | 0 | 0 |  | 0 | 0.00 | 0 | 0 |  | 0.0 |  | True | 1
|  |  | 1 |  |  | NOTE: Includes 24/7 parts & service assistance, call 414-671-6350 |  | 0 | 0 | 0 |  | 0 | 0.00 | 0 | 0 |  | 0.0 |  | True | 1
|  |  | 1 |  |  | One year on-site parts & labor warranty, plus one additional year parts only warranty on all Glo-Ray metal sheathed elements |  | 0 | 0 | 0 |  | 0 | 0.00 | 0 | 0 |  | 0.0 |  | True | 1
|  |  | 1 |  |  | 120v/60/1-ph |  | 0 | 0 | 0 |  | 0 | 0.00 | 0 | 0 |  | 0.0 |  | True | 1
| Hatco | BLT TOG-1 | 1 |  |  | (1) Built-in toggle control (remote recommended) (available at time of purchase only) |  | 0 | 0 | 0 |  | 0 | 0.00 | 0 | 0 |  | 0.0 |  | True | 1
| Hatco | STANDARD | 1 |  |  | Clear Anodized Aluminum housing, finish, standard (available at time of purchase only) |  | 0 | 0 | 0 |  | 0 | 0.00 | 0 | 0 |  | 0.0 |  | True | 1
1253 |  |  | 0 |  | SpareNo | SpareNo |  | 0 | 0 | 0 |  | 0 | 0.00 | 0 | 0 |  | 0.0 |  | True | 0 | SpareNo
1253 | Custom Fabrication | STAINLESS STEEL | 1 | ea | RECESSED CUTTING BOARD |  |  | 0 | 0 | 0 |  | 0 | 0.00 | 0 | 0 |  | 0.0 |  | True | 0
1254 |  |  | 0 |  | SpareNo | SpareNo |  | 0 | 0 | 0 |  | 0 | 0.00 | 0 | 0 |  | 0.0 |  | True | 0 | SpareNo
1255 |  |  | 0 |  | SpareNo | SpareNo |  | 0 | 0 | 0 |  | 0 | 0.00 | 0 | 0 |  | 0.0 |  | True | 0 | SpareNo
|  |  | 0 |  |  | WAREWASH AREA |  | 0 | 0 | 0 |  | 0 | 0.00 | 0 | 0 |  | 0.0 |  | True | 0
1256 | Advance Tabco | 7-PS-68 | 1 | ea | HAND SINK | Hand Sink, wall mounted, 14" wide x 10" front-to-back x 5" deep bowl, 20 gauge 304 stainless steel, with splash mounted gooseneck faucet with wrist blades, basket drain, wall bracket, NSF, cCSAus |  | 371 | 371 | 742 | 50 | 371 | 13.00 | 0 | 0 | 100 | 2.00000 |  | True | 1
| Advance Tabco | 7-PS-10 | 1 | ea |  | P-trap, heavy duty, 1-1/2", 17 gauge |  | 64 | 64 | 128 | 50 | 64 | 1.00 | 0 | 0 | 77.5 | 0.0 |  | True | 1
| Advance Tabco | 7-PS-15 | 1 | ea |  | Welded Side Splash, 12"H (installed height), both sides, for hand sinks with 14" wide x 10" front-to-back bowl, splash mounted faucets |  | 243.5 | 243.5 | 487 | 50 | 243.5 | 14.00 | 0 | 0 | 100 | 1.00000 |  | True | 1
1257 | Rubbermaid | FG354060GRAY | 1 | ea | TRASH RECEPTACLE | Slim Jim® Container, 23 gallon, 22"W x 11"D x 30"H, with venting channels, molded-in handles, general purpose waste, open type without lid, high-impact plastic construction, gray, Made in USA |  | 47.13 | 47.13 | 94.26 | 50 | 47.13 | 8.24 | 0 | 0 | 150 | 0.0 |  | True | 4
1258 | Custom Fabrication | STAINLESS STEEL | 1 | ea | SOILED DISH TABLE WITH SINK |  |  | 0 | 0 | 0 |  | 0 | 0.00 | 0 | 0 |  | 0.0 |  | True | 0
1259 |  |  | 0 |  | SpareNo | SpareNo |  | 0 | 0 | 0 |  | 0 | 0.00 | 0 | 0 |  | 0.0 |  | True | 0 | SpareNo
1260 |  |  | 0 |  | SpareNo | SpareNo |  | 0 | 0 | 0 |  | 0 | 0.00 | 0 | 0 |  | 0.0 |  | True | 0 | SpareNo
1261 | Custom Fabrication | STAINLESS STEEL | 1 | ea | DISH DROP WINDOW WITH SHELF |  |  | 0 | 0 | 0 |  | 0 | 0.00 | 0 | 0 |  | 0.0 |  | True | 0
1262 | Custom Fabrication | STAINLESS STEEL | 1 | ea | DOUBLE SIDED GLASS RACK SHELF |  |  | 0 | 0 | 0 |  | 0 | 0.00 | 0 | 0 |  | 0.0 |  | True | 0
1263 | Custom Fabrication | STAINLESS STEEL | 1 | ea | SILVERWARE CHUTE |  |  | 0 | 0 | 0 |  | 0 | 0.00 | 0 | 0 |  | 0.0 |  | True | 0
1264 | Advance Tabco | 9-FSS-20 | 1 | ea | SILVER SOAK SINK | Soak Sink, portable, 20" working height, sink outlet fitted with quick-release drain, 22" x 22" x 8" deep fabricated sink compartment, stainless steel construction, casters, accommodates 19-3/4" x 19-3/4" dishwasher baskets (by others) |  | 1915.5 | 1915.5 | 3831 | 50 | 1915.5 | 42.00 | 0 | 0 | 100 | 7.00000 |  | True | 1
| Advance Tabco | K-610HF | 1 | ea |  | Perforated bottom strainer plate, stainless steel, removable, sits 1" above bottom of sink, fits Advance Tabco Fabricated 22" x 22" sink bowls only |  | 363.5 | 363.5 | 727 | 50 | 363.5 | 10.00 | 0 | 0 | 150 | 2.00000 |  | True | 1
| Advance Tabco | 9-SS-2 | 1 | ea |  | Corner Bumpers, for mobile, silver soak sinks & mobile mixer stands (set of 4) |  | 109 | 109 | 218 | 50 | 109 | 10.00 | 0 | 0 | 85 | 0.0 |  | True | 1
1265 |  |  | 0 |  | SpareNo | SpareNo |  | 0 | 0 | 0 |  | 0 | 0.00 | 0 | 0 |  | 0.0 |  | True | 0 | SpareNo
1266 | Rubbermaid | FG262000GRAY | 1 | ea | TRASH RECEPTACLE | ProSave® Brute® Container, without lid, 20 gallon, 19-1/2"D x 22-7/8"H, round, reinforced rims, built in handles, double rimmed base, high-impact plastic construction, gray, NSF | 0.05 | 22.5015 | 22.5 | 42.86 | 50 | 21.43 | 5.83 | 0 | 0 | 250 | 0.0 |  | True | 6
| Rubbermaid | FG264000BLA | 1 | ea | Trash Receptacle, Dolly | Brute® Dolly, 18-1/4"D x 6-5/8"H, heavy duty 3" casters, 250 lb. capacity, for 2620, 2632, 2643, 2655, black | 0.05 | 45.255 | 45.26 | 86.2 | 50 | 43.1 | 5.73 | 0 | 0 | 250 | 0.0 |  | True | 2
| Rubbermaid | FG9G7700WHT | 1 | ea | Trash Receptacle Lid / Top | ProSave® Sliding Container Lid, fits container Brute® 2620, 20-3/4" dia. x 5"H, includes 3 cup portioning scoop (9G52), clear rotating sliding door, dishwasher safe, white, NSF, S.O.S. (Special Order Smallwares) product; see SOS document for details | 0.05 | 53.298 | 53.3 | 101.52 | 50 | 50.76 | 4.85 | 0 | 0 | 250 | 1.44 |  | True | 1
1267 | Fisher | 34452 | 1 | ea | PRE-RINSE UNIT | Pre-Rinse Unit, spring style, backsplash mount, 8" centers, 16" riser, 36" hose, 1.15 GPM Ultra-Spray™ PLUS spray valve with built-in spray handle clip & dish guard bumper, lever handles with color coded indexes, add-on faucet with 10" swing spout, includes wall bracket, 1/2" NPT male inlets, brass, ADA Compliant |  | 310 | 310 | 620 | 50 | 310 | 15.00 | 0 | 0 | 77.5 | 0.0 |  | True | 1
1268 | Hobart | AM16VL-BAS-2 | 1 | ea | DISH MACHINE | Ventless Dishwashing Machine, door type, energy recovery, high temp sanitizing, 208-240/60/3 (field convertible to single phase), internal condensing system, 45 racks/hour, straight-thru or corner installation, user-friendly smart touchscreen controls, Wi-Fi connectivity with SmartConnect app, Delime Notification with Cycle, Sense-A-Temp™ booster, electric tank heat, X-shaped wash arms, scrap screen and basket, door actuated start, door lock, stainless steel tank, tank shelf, chamber, trim panels, frame & feet, cULus, NSF, ENERGY STAR®. Factory Startup - Free for installations within 100 miles of a Hobart Service Office during normal business hours with appropriate notice; installation beyond 100 miles will be quoted by Service. |  | 15482.5 | 15482.5 | 30965 | 50 | 15482.5 | 0.00 | 0 | 0 |  | 0.0 |  | True | 1
|  |  | 1 | ea |  | Oversized units with crated shipping dimensions greater or equal to 72" in length and/or 90" in height. If delivery is to a facility without a standard height dock, additional shipping charges will apply depending on the service requested. consult Factory. |  | 0 | 0 | 0 |  | 0 | 0.00 | 0 | 0 |  | 0.0 |  | True | 1
|  |  | 1 |  |  | Standard warranty - 1-Year parts, labor & travel time during normal working hours within the USA |  | 0 | 0 | 0 |  | 0 | 0.00 | 0 | 0 |  | 0.0 |  | True | 1
|  |  | 1 |  |  | NOTE: For water of 3-grains of hardness or more, Hobart suggests adding a water softener. |  | 0 | 0 | 0 |  | 0 | 0.00 | 0 | 0 |  | 0.0 |  | True | 1
1269 |  |  | 0 |  | SpareNo | SpareNo |  | 0 | 0 | 0 |  | 0 | 0.00 | 0 | 0 |  | 0.0 |  | True | 0 | SpareNo
1270 |  |  | 0 |  | SpareNo | SpareNo |  | 0 | 0 | 0 |  | 0 | 0.00 | 0 | 0 |  | 0.0 |  | True | 0 | SpareNo
1271 | Custom Fabrication | STAINLESS STEEL | 1 | ea | CLEAN DISH TABLE |  |  | 0 | 0 | 0 |  | 0 | 0.00 | 0 | 0 |  | 0.0 |  | True | 0
1272 | Custom Fabrication | STAINLESS STEEL | 1 | ea | GLASS RACK SHELF |  |  | 0 | 0 | 0 |  | 0 | 0.00 | 0 | 0 |  | 0.0 |  | True | 0
1273 | Custom Fabrication | STAINLESS STEEL | 1 | ea | POT SINK |  |  | 0 | 0 | 0 |  | 0 | 0.00 | 0 | 0 |  | 0.0 |  | True | 0
1274 | Custom Fabrication | STAINLESS STEEL | 1 | ea | POT SHELF |  |  | 0 | 0 | 0 |  | 0 | 0.00 | 0 | 0 |  | 0.0 |  | True | 0
1275 |  |  | 0 |  | SpareNo | SpareNo |  | 0 | 0 | 0 |  | 0 | 0.00 | 0 | 0 |  | 0.0 |  | True | 0 | SpareNo
1276 | Fisher | 34452 | 1 | ea | PRE-RINSE UNIT | Pre-Rinse Unit, spring style, backsplash mount, 8" centers, 16" riser, 36" hose, 1.15 GPM Ultra-Spray™ PLUS spray valve with built-in spray handle clip & dish guard bumper, lever handles with color coded indexes, add-on faucet with 10" swing spout, includes wall bracket, 1/2" NPT male inlets, brass, ADA Compliant |  | 310 | 310 | 620 | 50 | 310 | 15.00 | 0 | 0 | 77.5 | 0.0 |  | True | 1
1277 | Custom Fabrication | STAINLESS STEEL | 1 | ea | POT SHELF |  |  | 0 | 0 | 0 |  | 0 | 0.00 | 0 | 0 |  | 0.0 |  | True | 0
1278 | Rubbermaid | FG262000GRAY | 1 | ea | TRASH RECEPTACLE | ProSave® Brute® Container, without lid, 20 gallon, 19-1/2"D x 22-7/8"H, round, reinforced rims, built in handles, double rimmed base, high-impact plastic construction, gray, NSF | 0.05 | 22.5015 | 22.5 | 42.86 | 50 | 21.43 | 5.83 | 0 | 0 | 250 | 0.0 |  | True | 6
| Rubbermaid | FG264000BLA | 1 | ea | Trash Receptacle, Dolly | Brute® Dolly, 18-1/4"D x 6-5/8"H, heavy duty 3" casters, 250 lb. capacity, for 2620, 2632, 2643, 2655, black | 0.05 | 45.255 | 45.26 | 86.2 | 50 | 43.1 | 5.73 | 0 | 0 | 250 | 0.0 |  | True | 2
| Rubbermaid | FG9G7700WHT | 1 | ea | Trash Receptacle Lid / Top | ProSave® Sliding Container Lid, fits container Brute® 2620, 20-3/4" dia. x 5"H, includes 3 cup portioning scoop (9G52), clear rotating sliding door, dishwasher safe, white, NSF, S.O.S. (Special Order Smallwares) product; see SOS document for details | 0.05 | 53.298 | 53.3 | 101.52 | 50 | 50.76 | 4.85 | 0 | 0 | 250 | 1.44 |  | True | 1
1279 |  |  | 0 |  | SpareNo | SpareNo |  | 0 | 0 | 0 |  | 0 | 0.00 | 0 | 0 |  | 0.0 |  | True | 0 | SpareNo
1280 |  |  | 0 |  | SpareNo | SpareNo |  | 0 | 0 | 0 |  | 0 | 0.00 | 0 | 0 |  | 0.0 |  | True | 0 | SpareNo
1281 | Custom Fabrication | STAINLESS STEEL | 1 | ea | FLOOR TROUGH AND GRATE |  |  | 0 | 0 | 0 |  | 0 | 0.00 | 0 | 0 |  | 0.0 |  | True | 0
1282 | Metro | MAX4-PR36VX4 | 1 | ea | POT AND PAN DRYING RACK | MetroMax® 4 Mobile Drying Rack Unit, 36"W x 24"D x 68"H, 4-tier, for trays/cutting boards/sheet pans & steam pans, includes: (4) open shelf frames, (4) 63" mobile posts, (2) cutting board/tray drying racks, (2) pan racks, (4) polymer swivel casters (2 with brakes), built in Microban® antimicrobial product protection, NSF |  | 976.5 | 976.5 | 1953 | 50 | 976.5 | 80.60 | 0 | 0 | 70 | 9.17000 |  | True | 1
1283 | Advance Tabco | 9-OPC-84-300 | 1 | ea | MOP SINK CABINET | Cabinet with Mop Sink, 25-3/16"W x 22-3/4"D x 84"H, mop sink base with drain (bowl 16” x 20” x 12”), left hinged door, (2) mop holders, (1) fixed intermediate shelf, slotted side panels for ventilation, 16/304 series stainless steel sink bowl, 18/304 series stainless steel sink bowl apron, 18/300 series stainless steel cabinet, NSF (right hinged door available on request) |  | 5856 | 5856 | 11712 | 50 | 5856 | 250.00 | 0 | 0 | 175 | 40.00000 |  | True | 1
| Advance Tabco | K-240 | 1 | ea |  | Service Sink Faucet, wall mount, 8" OC, 6-1/2" spout, with hose thread & pail hook, vacuum breaker spout, wall braced, chrome-plated brass |  | 483 | 483 | 966 | 50 | 483 | 9.00 | 0 | 0 | 77.5 | 0.0 |  | True | 1
1284 | GC |  | 1 | ea | HOSE BIBB | BY GENERAL CONTRACTOR |  | 0 | 0 | 0 |  | 0 | 0.00 | 0 | 0 |  | 0.0 |  | True | 0
1285-1300 |  |  | 0 |  | SpareNo | SpareNo |  | 0 | 0 | 0 |  | 0 | 0.00 | 0 | 0 |  | 0.0 |  | True | 0 | SpareNo
|  |  | 0 |  |  | SKY LOUNGE BAR AREA |  | 0 | 0 | 0 |  | 0 | 0.00 | 0 | 0 |  | 0.0 |  | True | 0
1301 | GC |  | 1 | ea | FLIP TOP DOOR | MILLWORK BY GENERAL CONTRACTOR |  | 0 | 0 | 0 |  | 0 | 0.00 | 0 | 0 |  | 0.0 |  | True | 0
1302 | GC |  | 1 | ea | BAR TOP AND DIE | MILLWORK BY GENERAL CONTRACTOR |  | 0 | 0 | 0 |  | 0 | 0.00 | 0 | 0 |  | 0.0 |  | True | 0
1303 | Perlick | CUSTOM | 1 | ea | CORNER DRAINBOARD |  |  | 0 | 0 | 0 |  | 0 | 0.00 | 0 | 0 |  | 0.0 |  | True | 0
1304 | Perlick | TSF12BTB | 1 | ea | TRASH UNIT | TSF Series Trash Receptacle Top Cover, 12"W x 24"D x 13-9/16"H, stainless steel construction (wastebasket is not included), 6"H backsplash, 8-3/8" x 6-3/8" opening for trash (requires support by adjacent underbar equipment or accessory end panel & leg kit) |  | 451 | 451 | 902 | 50 | 451 | 25.00 | 0 | 0 | 100 | 0.0 |  | True | 1
|  |  | 1 |  |  | 6" Backsplash standard |  | 0 | 0 | 0 |  | 0 | 0.00 | 0 | 0 |  | 0.0 |  | True | 1
1305 |  |  | 0 |  | SpareNo | SpareNo |  | 0 | 0 | 0 |  | 0 | 0.00 | 0 | 0 |  | 0.0 |  | True | 0 | SpareNo
1306 | Perlick | TS12DS | 1 | ea | DUMP SINK | TS Series Underbar Wet Waste Sink Unit, 12"W x 18-9/16"D, 10" wide x 14" front-to-back x 9-1/4" deep 18 gauge stainless steel sink, backsplash, 4" OC splash mount faucet holes, 1-1/2" NPS male drain, stainless steel construction, Perlick Quick Clamp tool less leg attachment, stainless steel legs with 1" adjustable thermoplastic feet |  | 750 | 750 | 1500 | 50 | 750 | 45.00 | 0 | 0 | 100 | 0.0 |  | True | 1
|  |  | 1 |  |  | 6" Backsplash standard |  | 0 | 0 | 0 |  | 0 | 0.00 | 0 | 0 |  | 0.0 |  | True | 1
| Perlick | 934GN-LF | 1 | ea |  | Front Loading Faucet, wall/splash mount, lead free, gooseneck spout, faucet valves includes: built-in check valves to prevent back flow or across flow, (2) 3/8" O.D. x 3/8" O.D. x 18", braided stainless steel supply lines included |  | 286.5 | 286.5 | 573 | 50 | 286.5 | 0.00 | 0 | 0 |  | 0.0 |  | True | 1
| Perlick | 7055-48 | 1 | ea |  | Perforated Wet Waste Pan, 7 quart capacity, stainless steel (10-3/8" x 12-3/4" x 4" deep) |  | 92.5 | 92.5 | 185 | 50 | 92.5 | 0.00 | 0 | 0 | 100 | 0.0 |  | True | 1
| Perlick | 7054R | 1 |  |  | End Splash, right, 6", for TS or TSF series |  | 112.5 | 112.5 | 225 | 50 | 112.5 | 0.00 | 0 | 0 | 100 | 0.0 |  | True | 1
| Perlick | 7054L | 1 |  |  | End Splash, left, 6", for TS or TSF series |  | 112.5 | 112.5 | 225 | 50 | 112.5 | 0.00 | 0 | 0 | 100 | 0.0 |  | True | 1
1307 | Perlick | TSC36IC | 1 | ea | COCKTAIL STATION | Tobin Ellis Signature Ice Chest, modular, 36"W, approximately 78 lbs. ice capacity, 6"H backsplash with 1" return, ABS plastic top ledge, stainless steel top & sides, stainless steel interior, galvanized steel back & bottom, 1/2" NPS drain, stainless steel legs with adjustable thermoplastic feet, NSF |  | 1415 | 1415 | 2830 | 50 | 1415 | 80.00 | 0 | 0 |  | 0.0 |  | True | 1
|  |  | 1 |  |  | 6" Backsplash standard |  | 0 | 0 | 0 |  | 0 | 0.00 | 0 | 0 |  | 0.0 |  | True | 1
|  |  | 1 |  |  | Covers MUST be selected to satisfy NSF and/or local code requirements |  | 0 | 0 | 0 |  | 0 | 0.00 | 0 | 0 |  | 0.0 |  | True | 1
| Perlick | ICC-C36 | 1 | ea |  | Tobin Ellis Signature Ice Chest Covers, 3-piece sliding assembly, 36"W, front & back, stainless steel (for TSC36 ice chests) |  | 261 | 261 | 522 | 50 | 261 | 0.00 | 0 | 0 |  | 0.0 |  | True | 1
1308 | Perlick | SR-D48A | 1 | ea | DOUBLE Speed Rail / Rack | Speed Rail, double, 48" W, stainless steel construction, factory installed |  | 405.5 | 405.5 | 811 | 50 | 405.5 | 0.00 | 0 | 0 |  | 0.0 |  | True | 1
1309 |  |  | 0 |  | SpareNo | SpareNo |  | 0 | 0 | 0 |  | 0 | 0.00 | 0 | 0 |  | 0.0 |  | True | 0 | SpareNo
1310 |  |  | 0 |  | SpareNo | SpareNo |  | 0 | 0 | 0 |  | 0 | 0.00 | 0 | 0 |  | 0.0 |  | True | 0 | SpareNo
1311 | Perlick | TSF4SGB | 1 | ea | Soda Gun HOLDER | TSF Series Soda Gun Filler Section, 4"W x 24"D x 22"H, all stainless steel construction, universal design accepts either Wunder-Bar® & Schroeder America™ 8-14 product soda manifolds & drip cups (accepts only NON-FLOW CONTROL manifolds that don't exceed 3" in overall thickness), interior mounted manifold conceals soda lines, tool-less removal of top cover provides easy access, integrated drip cup mounting allows concealed routing of drip tube to waste drain, accessory speed rails can bypass or terminate on Soda Gun Filler, soda manifold, hose gun & drip cup NOT included, NSF |  | 496 | 496 | 992 | 50 | 496 | 18.00 | 0 | 0 | 100 | 0.0 |  | True | 1
1312 | Vendor | BY VENDOR | 1 | ea | SODA GUN | BY VENDOR |  | 0 | 0 | 0 |  | 0 | 0.00 | 0 | 0 |  | 0.0 |  | True | 0
1313 | Perlick | HC24RS4 | 1 | ea | Undercounter Refrigerator | C-Series Refrigerator, undercounter, 23-7/8"W x 24"D, self-contained refrigeration, 34°F to 42°F temperature range, 5.3 cu. ft. interior volume, digital thermostat & control, LED interior lighting, (2) black vinyl-coated full extension shelves (adjustable) & (1) black-vinyl coated floor rack, (1) hinged door, front vented, self-evaporating condensate pan, galvanized back & base, stainless steel top, sides, & interior, R600a, 115v/60/1-ph, 1.6 amps, NEMA 5-15P, NSF, cULus, ETL-Sanitation |  | 3221 | 3221 | 6442 | 50 | 3221 | 185.00 | 0 | 0 | 85 | 0.0 |  | True | 1
|  |  | 1 |  |  | WARNING: The materials used in this product may contain chemicals known to the State of California to cause cancer and birth defects or other reproductive harm. For more information go to www.P65Warnings.ca.gov |  | 0 | 0 | 0 |  | 0 | 0.00 | 0 | 0 |  | 0.0 |  | True | 1
|  |  | 1 |  |  | 5 yr. compressor warranty, 1 yr. parts & labor warranty |  | 0 | 0 | 0 |  | 0 | 0.00 | 0 | 0 |  | 0.0 |  | True | 1
|  |  | 1 |  |  | Door finish: glass with stainless steel frame |  | 280 | 280 | 560 | 50 | 280 | 0.00 | 0 | 0 |  | 0.0 |  | True | 1
|  |  | 1 |  |  | Left hinged(nc) |  | 0 | 0 | 0 |  | 0 | 0.00 | 0 | 0 |  | 0.0 |  | True | 1
|  |  | 1 |  |  | Full length, 24", stainless steel grip with chrome endcaps |  | 0 | 0 | 0 |  | 0 | 0.00 | 0 | 0 |  | 0.0 |  | True | 1
|  |  | 1 | ea |  | Door lock, chrome |  | 94 | 94 | 188 | 50 | 94 | 0.00 | 0 | 0 |  | 0.0 |  | True | 1
|  |  | 1 |  |  | No dispensing |  | 0 | 0 | 0 |  | 0 | 0.00 | 0 | 0 |  | 0.0 |  | True | 1
| Perlick | 66736 | 1 | st |  | Casters, 3-3/4", includes mounting platform (set of 4) |  | 295.5 | 295.5 | 591 | 50 | 295.5 | 0.00 | 0 | 0 | 92.5 | 0.0 |  | True | 1
1314 | Perlick | CUSTOM | 1 | ea | DRAINBOARD TOP |  |  | 0 | 0 | 0 |  | 0 | 0.00 | 0 | 0 |  | 0.0 |  | True | 0
1315 |  |  | 0 |  | SpareNo | SpareNo |  | 0 | 0 | 0 |  | 0 | 0.00 | 0 | 0 |  | 0.0 |  | True | 0 | SpareNo
1316 | Perlick | TSF24SC | 1 | ea | Drainboard | Underbar Storage Cabinet 24"W x 24"D, 4" or 6"H backsplash with 1" return at top, pitched drainboard top with 1-1/2" NPS drain socket with 1/2" OD barb & 1/2" ID anti-microbial tubing, 1-1/2" NPS male drain center back of cabinet bottom, (1) adjustable intermediate shelf, stainless steel construction, Perlick Quick Clamp stainless steel legs & adjustable feet, NSF Listed |  | 1142.5 | 1142.5 | 2285 | 50 | 1142.5 | 65.00 | 0 | 0 | 100 | 0.0 |  | True | 1
|  |  | 1 |  |  | 6" backsplash |  | 0 | 0 | 0 |  | 0 | 0.00 | 0 | 0 |  | 0.0 |  | True | 1
| Perlick | 1039805 | 2 | ea |  | Perlick Flex Mount Leg Relocation Kit, Includes: (1) Rails, (1) Bolts, and (1)Tightening Knobs |  | 50 | 100 | 100 | 50 | 50 | 0.00 | 0 | 0 |  | 0.0 |  | True | 1
| Perlick | 1032968-24 | 1 | ea |  | TSF Series 24"W Perforated Drainboard Insert, 'Stadium' shaped perforations, stainless steel construction, factory installed |  | 145 | 145 | 290 | 50 | 145 | 0.00 | 0 | 0 | 100 | 576.00000 |  | True | 1
1317 | Perlick | PKD24B | 1 | ea | Glasswasher | Underbar Glasswasher, door type, 24"W, low temperature chemical sanitizing, (30) 20" x 20" racks per hour, 12-1/8" maximum glass height, upper & lower stainless steel wash arms with reinforced caps, built-in chemical pumps & deliming system, pumped drain, stainless steel construction, 4" adjustable legs, 1 HP wash pump motor, 115v/60/1-ph, 16.0 amps, NSF, UL |  | 7760 | 7760 | 15520 | 50 | 7760 | 190.00 | 0 | 0 | 92.5 | 0.0 |  | True | 1
|  |  | 1 |  |  | 1 yr. parts & labor warranty |  | 0 | 0 | 0 |  | 0 | 0.00 | 0 | 0 |  | 0.0 |  | True | 1
1318 | Perlick | TSF24SC | 1 | ea | Drainboard | Underbar Storage Cabinet 24"W x 24"D, 4" or 6"H backsplash with 1" return at top, pitched drainboard top with 1-1/2" NPS drain socket with 1/2" OD barb & 1/2" ID anti-microbial tubing, 1-1/2" NPS male drain center back of cabinet bottom, (1) adjustable intermediate shelf, stainless steel construction, Perlick Quick Clamp stainless steel legs & adjustable feet, NSF Listed |  | 1142.5 | 1142.5 | 2285 | 50 | 1142.5 | 65.00 | 0 | 0 | 100 | 0.0 |  | True | 1
|  |  | 1 |  |  | 6" backsplash |  | 0 | 0 | 0 |  | 0 | 0.00 | 0 | 0 |  | 0.0 |  | True | 1
| Perlick | 1039805 | 2 | ea |  | Perlick Flex Mount Leg Relocation Kit, Includes: (1) Rails, (1) Bolts, and (1)Tightening Knobs |  | 50 | 100 | 100 | 50 | 50 | 0.00 | 0 | 0 |  | 0.0 |  | True | 1
| Perlick | 1032968-24 | 1 | ea |  | TSF Series 24"W Perforated Drainboard Insert, 'Stadium' shaped perforations, stainless steel construction, factory installed |  | 145 | 145 | 290 | 50 | 145 | 0.00 | 0 | 0 | 100 | 576.00000 |  | True | 1
1319 |  |  | 0 |  | SpareNo | SpareNo |  | 0 | 0 | 0 |  | 0 | 0.00 | 0 | 0 |  | 0.0 |  | True | 0 | SpareNo
1320 |  |  | 0 |  | SpareNo | SpareNo |  | 0 | 0 | 0 |  | 0 | 0.00 | 0 | 0 |  | 0.0 |  | True | 0 | SpareNo
1321 | Perlick | TSF12HS | 1 | ea | Hand Sink | TSF Series Underbar Hand Sink Unit, 12"W x 24"D, 10" wide x 14" front-to-back x 9-1/4" deep 18 gauge stainless steel sink, backsplash, 4" OC splash mount faucet holes, (16) oz. pump soap dispenser integrated into front apron, C-fold paper towel dispenser integrated into front apron, stainless steel hinged door with magnetic catches, 1-1/2" NPS male drain, stainless steel construction, Perlick Quick Clamp tool less leg attachment, stainless steel legs with 1" adjustable thermoplastic feet |  | 1050 | 1050 | 2100 | 50 | 1050 | 50.00 | 0 | 0 | 100 | 0.0 |  | True | 1
|  |  | 1 |  |  | 6" Backsplash standard |  | 0 | 0 | 0 |  | 0 | 0.00 | 0 | 0 |  | 0.0 |  | True | 1
| Perlick | 1039805 | 2 | ea |  | Perlick Flex Mount Leg Relocation Kit, Includes: (1) Rails, (1) Bolts, and (1)Tightening Knobs |  | 50 | 100 | 100 | 50 | 50 | 0.00 | 0 | 0 |  | 0.0 |  | True | 1
| Perlick | 934GN-LF | 1 | ea |  | Front Loading Faucet, wall/splash mount, lead free, gooseneck spout, faucet valves includes: built-in check valves to prevent back flow or across flow, (2) 3/8" O.D. x 3/8" O.D. x 18", braided stainless steel supply lines included |  | 286.5 | 286.5 | 573 | 50 | 286.5 | 0.00 | 0 | 0 |  | 0.0 |  | True | 1
| Perlick | 7055-48 | 1 | ea |  | Perforated Wet Waste Pan, 7 quart capacity, stainless steel (10-3/8" x 12-3/4" x 4" deep) |  | 92.5 | 92.5 | 185 | 50 | 92.5 | 0.00 | 0 | 0 | 100 | 0.0 |  | True | 1
| Perlick | 7054R | 1 |  |  | End Splash, right, 6", for TS or TSF series |  | 112.5 | 112.5 | 225 | 50 | 112.5 | 0.00 | 0 | 0 | 100 | 0.0 |  | True | 1
| Perlick | 7054L | 1 |  |  | End Splash, left, 6", for TS or TSF series |  | 112.5 | 112.5 | 225 | 50 | 112.5 | 0.00 | 0 | 0 | 100 | 0.0 |  | True | 1
1322 | Perlick | TSF12BTB | 1 | ea | TRASH UNIT | TSF Series Trash Receptacle Top Cover, 12"W x 24"D x 13-9/16"H, stainless steel construction (wastebasket is not included), 6"H backsplash, 8-3/8" x 6-3/8" opening for trash (requires support by adjacent underbar equipment or accessory end panel & leg kit) |  | 451 | 451 | 902 | 50 | 451 | 25.00 | 0 | 0 | 100 | 0.0 |  | True | 1
|  |  | 1 |  |  | 6" Backsplash standard |  | 0 | 0 | 0 |  | 0 | 0.00 | 0 | 0 |  | 0.0 |  | True | 1
1323 | Perlick | TS12DS | 1 | ea | DUMP SINK | TS Series Underbar Wet Waste Sink Unit, 12"W x 18-9/16"D, 10" wide x 14" front-to-back x 9-1/4" deep 18 gauge stainless steel sink, backsplash, 4" OC splash mount faucet holes, 1-1/2" NPS male drain, stainless steel construction, Perlick Quick Clamp tool less leg attachment, stainless steel legs with 1" adjustable thermoplastic feet |  | 750 | 750 | 1500 | 50 | 750 | 45.00 | 0 | 0 | 100 | 0.0 |  | True | 1
|  |  | 1 |  |  | 6" Backsplash standard |  | 0 | 0 | 0 |  | 0 | 0.00 | 0 | 0 |  | 0.0 |  | True | 1
| Perlick | 934GN-LF | 1 | ea |  | Front Loading Faucet, wall/splash mount, lead free, gooseneck spout, faucet valves includes: built-in check valves to prevent back flow or across flow, (2) 3/8" O.D. x 3/8" O.D. x 18", braided stainless steel supply lines included |  | 286.5 | 286.5 | 573 | 50 | 286.5 | 0.00 | 0 | 0 |  | 0.0 |  | True | 1
| Perlick | 7055-48 | 1 | ea |  | Perforated Wet Waste Pan, 7 quart capacity, stainless steel (10-3/8" x 12-3/4" x 4" deep) |  | 92.5 | 92.5 | 185 | 50 | 92.5 | 0.00 | 0 | 0 | 100 | 0.0 |  | True | 1
| Perlick | 7054R | 1 |  |  | End Splash, right, 6", for TS or TSF series |  | 112.5 | 112.5 | 225 | 50 | 112.5 | 0.00 | 0 | 0 | 100 | 0.0 |  | True | 1
| Perlick | 7054L | 1 |  |  | End Splash, left, 6", for TS or TSF series |  | 112.5 | 112.5 | 225 | 50 | 112.5 | 0.00 | 0 | 0 | 100 | 0.0 |  | True | 1
1324 | Perlick | TSC30IC | 1 | ea | COCKTAIL STATION | Tobin Ellis Signature Ice Chest, modular, 30"W, approximately 64 lbs. ice capacity, 6"H backsplash with 1" return, ABS plastic top ledge, stainless steel top & sides, stainless steel interior, galvanized steel back & bottom, 1/2" NPS drain, stainless steel legs with adjustable thermoplastic feet, NSF |  | 1287.5 | 1287.5 | 2575 | 50 | 1287.5 | 70.00 | 0 | 0 |  | 0.0 |  | True | 1
|  |  | 1 |  |  | 6" Backsplash standard |  | 0 | 0 | 0 |  | 0 | 0.00 | 0 | 0 |  | 0.0 |  | True | 1
|  |  | 1 |  |  | Covers MUST be selected to satisfy NSF and/or local code requirements |  | 0 | 0 | 0 |  | 0 | 0.00 | 0 | 0 |  | 0.0 |  | True | 1
| Perlick | ICC-C30 | 1 | ea |  | Tobin Ellis Signature Ice Chest Covers, 3-piece sliding assembly, 30"W, front & back, stainless steel (for TSC30 ice chests) |  | 235 | 235 | 470 | 50 | 235 | 0.00 | 0 | 0 |  | 0.0 |  | True | 1
1325 |  |  | 0 |  | SpareNo | SpareNo |  | 0 | 0 | 0 |  | 0 | 0.00 | 0 | 0 |  | 0.0 |  | True | 0 | SpareNo
1326 | Perlick | SR-D42A | 1 | ea | DOUBLE Speed Rail / Rack | Speed Rail, double, 42" W, stainless steel construction, factory installed |  | 367 | 367 | 734 | 50 | 367 | 0.00 | 0 | 0 |  | 0.0 |  | True | 1
1327 | Perlick | TSF4SGB | 1 | ea | Soda Gun HOLDER | TSF Series Soda Gun Filler Section, 4"W x 24"D x 22"H, all stainless steel construction, universal design accepts either Wunder-Bar® & Schroeder America™ 8-14 product soda manifolds & drip cups (accepts only NON-FLOW CONTROL manifolds that don't exceed 3" in overall thickness), interior mounted manifold conceals soda lines, tool-less removal of top cover provides easy access, integrated drip cup mounting allows concealed routing of drip tube to waste drain, accessory speed rails can bypass or terminate on Soda Gun Filler, soda manifold, hose gun & drip cup NOT included, NSF |  | 496 | 496 | 992 | 50 | 496 | 18.00 | 0 | 0 | 100 | 0.0 |  | True | 1
1328 | Vendor | BY VENDOR | 1 | ea | SODA GUN | BY VENDOR |  | 0 | 0 | 0 |  | 0 | 0.00 | 0 | 0 |  | 0.0 |  | True | 0
1329 |  |  | 0 |  | SpareNo | SpareNo |  | 0 | 0 | 0 |  | 0 | 0.00 | 0 | 0 |  | 0.0 |  | True | 0 | SpareNo
1330 |  |  | 0 |  | SpareNo | SpareNo |  | 0 | 0 | 0 |  | 0 | 0.00 | 0 | 0 |  | 0.0 |  | True | 0 | SpareNo
1331 | Perlick | HC24RS4 | 1 | ea | Undercounter Refrigerator | C-Series Refrigerator, undercounter, 23-7/8"W x 24"D, self-contained refrigeration, 34°F to 42°F temperature range, 5.3 cu. ft. interior volume, digital thermostat & control, LED interior lighting, (2) black vinyl-coated full extension shelves (adjustable) & (1) black-vinyl coated floor rack, (1) hinged door, front vented, self-evaporating condensate pan, galvanized back & base, stainless steel top, sides, & interior, R600a, 115v/60/1-ph, 1.6 amps, NEMA 5-15P, NSF, cULus, ETL-Sanitation |  | 3221 | 3221 | 6442 | 50 | 3221 | 185.00 | 0 | 0 | 85 | 0.0 |  | True | 1
|  |  | 1 |  |  | WARNING: The materials used in this product may contain chemicals known to the State of California to cause cancer and birth defects or other reproductive harm. For more information go to www.P65Warnings.ca.gov |  | 0 | 0 | 0 |  | 0 | 0.00 | 0 | 0 |  | 0.0 |  | True | 1
|  |  | 1 |  |  | 5 yr. compressor warranty, 1 yr. parts & labor warranty |  | 0 | 0 | 0 |  | 0 | 0.00 | 0 | 0 |  | 0.0 |  | True | 1
|  |  | 1 |  |  | Door finish: glass with stainless steel frame |  | 280 | 280 | 560 | 50 | 280 | 0.00 | 0 | 0 |  | 0.0 |  | True | 1
|  |  | 1 |  |  | Left hinged(nc) |  | 0 | 0 | 0 |  | 0 | 0.00 | 0 | 0 |  | 0.0 |  | True | 1
|  |  | 1 |  |  | Full length, 24", stainless steel grip with chrome endcaps |  | 0 | 0 | 0 |  | 0 | 0.00 | 0 | 0 |  | 0.0 |  | True | 1
|  |  | 1 | ea |  | Door lock, chrome |  | 94 | 94 | 188 | 50 | 94 | 0.00 | 0 | 0 |  | 0.0 |  | True | 1
|  |  | 1 |  |  | No dispensing |  | 0 | 0 | 0 |  | 0 | 0.00 | 0 | 0 |  | 0.0 |  | True | 1
| Perlick | 66736 | 1 | st |  | Casters, 3-3/4", includes mounting platform (set of 4) |  | 295.5 | 295.5 | 591 | 50 | 295.5 | 0.00 | 0 | 0 | 92.5 | 0.0 |  | True | 1
1332 | Perlick | CUSTOM | 1 | ea | CORNER DRAINBOARD |  |  | 0 | 0 | 0 |  | 0 | 0.00 | 0 | 0 |  | 0.0 |  | True | 0
1333 | GC |  | 1 | ea | ADA BAR TOP | MILLWORK BY GENERAL CONTRACTOR |  | 0 | 0 | 0 |  | 0 | 0.00 | 0 | 0 |  | 0.0 |  | True | 0
1334 | GC |  | 1 | ea | BACK BAR COUNTER | MILLWORK BY GENERAL CONTRACTOR |  | 0 | 0 | 0 |  | 0 | 0.00 | 0 | 0 |  | 0.0 |  | True | 0
1335 |  |  | 0 |  | SpareNo | SpareNo |  | 0 | 0 | 0 |  | 0 | 0.00 | 0 | 0 |  | 0.0 |  | True | 0 | SpareNo
1336 | Perlick | BBS36 | 1 | ea | BACK BAR REFRIGERATOR | Refrigerated Back Bar Cabinet, one-section, 36"W, self-contained refrigeration, 7.4 cu.ft. internal volume, digital thermostat, LED interior lighting, front vented, automatic defrost & condensate evaporator, includes floor drain, stainless steel interior, side mount compressor, 1/6 HP, R290 Hydrocarbon refrigerant, NSF, cULus |  | 3399.5 | 3399.5 | 6799 | 50 | 3399.5 | 254.00 | 0 | 0 | 150 | 0.0 |  | True | 1
|  |  | 1 |  |  | WARNING: The materials used in this product may contain chemicals known to the State of California to cause cancer and birth defects or other reproductive harm. For more information go to www.P65Warnings.ca.gov |  | 0 | 0 | 0 |  | 0 | 0.00 | 0 | 0 |  | 0.0 |  | True | 1
|  |  | 1 |  |  | 120v/60/1-ph, 1.8 amps, NEMA 5-15P |  | 0 | 0 | 0 |  | 0 | 0.00 | 0 | 0 |  | 0.0 |  | True | 1
|  |  | 1 |  |  | 5 yr. compressor warranty, 1 yr. parts & labor warranty |  | 0 | 0 | 0 |  | 0 | 0.00 | 0 | 0 |  | 0.0 |  | True | 1
|  |  | 1 |  |  | Standard refrigerator |  | 0 | 0 | 0 |  | 0 | 0.00 | 0 | 0 |  | 0.0 |  | True | 1
|  |  | 1 |  |  | Stainless steel top - no tapping holes |  | 0 | 0 | 0 |  | 0 | 0.00 | 0 | 0 |  | 0.0 |  | True | 1
|  |  | 1 |  |  | Condensing unit location: Right |  | 0 | 0 | 0 |  | 0 | 0.00 | 0 | 0 |  | 0.0 |  | True | 1
|  |  | 1 |  |  | Condensing unit cover finish: Black vinyl coated |  | 0 | 0 | 0 |  | 0 | 0.00 | 0 | 0 |  | 0.0 |  | True | 1
|  |  | 1 |  |  | End finish: Stainless steel, unfinished, both sides, standard |  | 0 | 0 | 0 |  | 0 | 0.00 | 0 | 0 |  | 0.0 |  | True | 1
|  |  | 1 |  |  | Door type: solid, black vinyl/field laminated |  | 0 | 0 | 0 |  | 0 | 0.00 | 0 | 0 |  | 0.0 |  | True | 1
|  |  | 1 |  |  | Door hinge location: Right |  | 0 | 0 | 0 |  | 0 | 0.00 | 0 | 0 |  | 0.0 |  | True | 1
|  |  | 1 |  |  | Door handle: full length stainless steel handle, 24" |  | 0 | 0 | 0 |  | 0 | 0.00 | 0 | 0 |  | 0.0 |  | True | 1
|  |  | 1 |  |  | Shelving style: (3) flat shelves |  | 0 | 0 | 0 |  | 0 | 0.00 | 0 | 0 |  | 0.0 |  | True | 1
|  |  | 1 |  |  | Crisp White™ LED |  | 0 | 0 | 0 |  | 0 | 0.00 | 0 | 0 |  | 0.0 |  | True | 1
| Perlick | 63771A | 1 | st |  | Low Profile Rollers, 1-5/8", set of (4) |  | 269 | 269 | 538 | 50 | 269 | 0.00 | 0 | 0 | 92.5 | 0.0 |  | True | 1
1337 | Perlick | HB24FS-SD-STK | 1 | ea | Undercounter Freezer | (QuickShip) ADA Series Freezer, undercounter, 23-7/8"W x 24"D, self-contained refrigeration, -10° to 10°F temperature range, (4.8) cu. ft. interior capacity, digital thermostat & control, LED interior lighting, stainless steel drawers with lock, front vented, automatic defrost, galvanized back & base, stainless steel top, sides, & interior, R600a, 115v/60/1-ph, 2.4 amps, NEMA 5-15P, ETL-Sanitation, cULus, ADA Compliant |  | 4120 | 4120 | 8240 | 50 | 4120 | 195.00 | 0 | 0 | 150 | 0.0 |  | True | 1
|  |  | 1 |  |  | WARNING: The materials used in this product may contain chemicals known to the State of California to cause cancer and birth defects or other reproductive harm. For more information go to www.P65Warnings.ca.gov |  | 0 | 0 | 0 |  | 0 | 0.00 | 0 | 0 |  | 0.0 |  | True | 1
|  |  | 1 |  |  | Please note: This unit is intended for chilling glasses or holding product at freezing, not intended to hold food overnight or freeze ice cubes. |  | 0 | 0 | 0 |  | 0 | 0.00 | 0 | 0 |  | 0.0 |  | True | 1
|  |  | 1 |  |  | 5 yr. compressor warranty, 1 yr. parts & labor warranty |  | 0 | 0 | 0 |  | 0 | 0.00 | 0 | 0 |  | 0.0 |  | True | 1
| Perlick | 66736 | 1 | st |  | Casters, 3-3/4", includes mounting platform (set of 4) |  | 295.5 | 295.5 | 591 | 50 | 295.5 | 0.00 | 0 | 0 | 92.5 | 0.0 |  | True | 1
1107 | Perlick | TSF12SC | 1 | ea | Drainboard | Underbar Storage Cabinet 12"W x 24"D, 4" or 6"H backsplash with 1" return at top, pitched drainboard top with 1-1/2" NPS drain socket with 1/2" OD barb & 1/2" ID anti-microbial tubing, 1-1/2" NPS male drain center back of cabinet bottom, (1) adjustable intermediate shelf, stainless steel construction, Perlick Quick Clamp stainless steel legs & adjustable feet, NSF Listed |  | 1065 | 1065 | 2130 | 50 | 1065 | 30.00 | 0 | 0 | 100 | 0.0 |  | True | 1
|  |  | 1 |  |  | 6" backsplash |  | 0 | 0 | 0 |  | 0 | 0.00 | 0 | 0 |  | 0.0 |  | True | 1
| Perlick | 1039805 | 2 | ea |  | Perlick Flex Mount Leg Relocation Kit, Includes: (1) Rails, (1) Bolts, and (1)Tightening Knobs |  | 50 | 100 | 100 | 50 | 50 | 0.00 | 0 | 0 |  | 0.0 |  | True | 1
| Perlick | 1032968-12 | 1 | ea |  | TSF Series 12"W Perforated Drainboard Insert, 'Stadium' shaped perforations, stainless steel construction, factory installed |  | 85 | 85 | 170 | 50 | 85 | 0.00 | 0 | 0 | 100 | 288.00000 |  | True | 1
|  |  | 0 |  |  | EMPLOYEE DINING AREA |  | 0 | 0 | 0 |  | 0 | 0.00 | 0 | 0 |  | 0.0 |  | True | 0
1401 | Custom Fabrication | STAINLESS STEEL | 1 | ea | SERVERY COUNTER |  |  | 0 | 0 | 0 |  | 0 | 0.00 | 0 | 0 |  | 0.0 |  | True | 0
1402 | Wells (Middleby) | MOD-300TDM/AF | 1 | ea | HOT FOOD WELL | Food Warmer, top-mount, built-in, electric, auto-fill, (3) 12" x 20" openings with manifold drains with one valve, wet/dry operation, thermostatic control, stainless steel interior, insulated aluminum steel housing, WellsLok™, UL, NSF |  | 4450.5 | 4450.5 | 8901 | 50 | 4450.5 | 90.00 | 0 | 0 | 85 | 10.54000 |  | True | 1
|  |  | 1 |  |  | 1 year parts & labor warranty, standard |  | 0 | 0 | 0 |  | 0 | 0.00 | 0 | 0 |  | 0.0 |  | True | 1
|  |  | 1 |  |  | Note: Must specify voltage and phase |  | 0 | 0 | 0 |  | 0 | 0.00 | 0 | 0 |  | 0.0 |  | True | 1
|  |  | 1 | ea |  | 208/240v/60/1-ph or 3-ph, 1.24/1.65 kW per well, field wired (field convertible) |  | 0 | 0 | 0 |  | 0 | 0.00 | 0 | 0 | 85 | 0.0 |  | True | 1
1403 | Hatco | GRAH-42 | 1 | ea | FOOD WARMER | Glo-Ray® Infrared Strip Heater, 42" W, high wattage, tubular metal heater rod, single heater rod housing, aluminum construction, 950 watts, NSF, CE, cULus, Made in USA |  | 227 | 227 | 454 | 50 | 227 | 11.00 | 0 | 0 | 100 | 0.0 |  | True | 1
|  |  | 1 |  |  | NOTE: Sale of this product must comply with Hatco's Minimum Resale Price Policy; consult order acknowledgement for details |  | 0 | 0 | 0 |  | 0 | 0.00 | 0 | 0 |  | 0.0 |  | True | 1
|  |  | 1 |  |  | NOTE: Includes 24/7 parts & service assistance, call 414-671-6350 |  | 0 | 0 | 0 |  | 0 | 0.00 | 0 | 0 |  | 0.0 |  | True | 1
|  |  | 1 |  |  | One year on-site parts & labor warranty, plus one additional year parts only warranty on all Glo-Ray metal sheathed elements |  | 0 | 0 | 0 |  | 0 | 0.00 | 0 | 0 |  | 0.0 |  | True | 1
|  |  | 1 |  |  | 120v/60/1-ph |  | 0 | 0 | 0 |  | 0 | 0.00 | 0 | 0 |  | 0.0 |  | True | 1
| Hatco | BLT TOG-1 | 1 |  |  | (1) Built-in toggle control (remote recommended) (available at time of purchase only) |  | 0 | 0 | 0 |  | 0 | 0.00 | 0 | 0 |  | 0.0 |  | True | 1
| Hatco | STANDARD | 1 |  |  | Clear Anodized Aluminum housing, finish, standard (available at time of purchase only) |  | 0 | 0 | 0 |  | 0 | 0.00 | 0 | 0 |  | 0.0 |  | True | 1
1404 | BSI | ZG9930 | 1 | ea | SNEEZE GUARD | ZGuard® Food Shield, single, self service, fully adjustable, 20-1/2" height, 14" wide tempered glass top & lower sneeze guard, 1" diameter tubing double supports, cULus (Contact factory for price) |  | 0 | 0 | 0 | 50 | 0 | 0.00 | 0 | 0 |  | 0.0 |  | True | 1
|  |  | 1 | ea |  | Tubing to be specified (NOTE: aluminum may be used only on above counter mounts) |  | 0 | 0 | 0 |  | 0 | 0.00 | 0 | 0 |  | 0.0 |  | True | 1
|  |  | 1 |  |  | Frame finish to be specified |  | 0 | 0 | 0 |  | 0 | 0.00 | 0 | 0 |  | 0.0 |  | True | 1
|  |  | 1 | ea |  | 1" radius corner, standard |  | 0 | 0 | 0 |  | 0 | 0.00 | 0 | 0 |  | 0.0 |  | True | 1
1405 |  |  | 0 |  | SpareNo | SpareNo |  | 0 | 0 | 0 |  | 0 | 0.00 | 0 | 0 |  | 0.0 |  | True | 0 | SpareNo
1406 | Wells (Middleby) | RCP-300 | 1 | ea | COLD FOOD WELL | Cold Food Well Unit, drop-in, self-contained refrigeration, (3) 12" x 20" pan capacity, on/off switch with individual thermostatic controls, insulated pan, 1" drain, stainless steel inner liner, top & flange, steel exterior body, R-134A refrigerant, 1/4 HP, 115v/60/1-ph, 5.5 amps, NEMA 5-15P, NSF, cULus |  | 7495.5 | 7495.5 | 14991 | 50 | 7495.5 | 194.00 | 0 | 0 | 85 | 23.00000 |  | True | 1
|  |  | 1 |  |  | Note: Must specify voltage and phase |  | 0 | 0 | 0 |  | 0 | 0.00 | 0 | 0 |  | 0.0 |  | True | 1
|  |  | 1 |  |  | Warranty; 1 year parts and labor, standard |  | 0 | 0 | 0 |  | 0 | 0.00 | 0 | 0 |  | 0.0 |  | True | 1
1407 | BSI | ZG9930 | 1 | ea | SNEEZE GUARD | ZGuard® Food Shield, single, self service, fully adjustable, 20-1/2" height, 14" wide tempered glass top & lower sneeze guard, 1" diameter tubing double supports, cULus (Contact factory for price) |  | 0 | 0 | 0 | 50 | 0 | 0.00 | 0 | 0 |  | 0.0 |  | True | 1
|  |  | 1 | ea |  | Tubing to be specified (NOTE: aluminum may be used only on above counter mounts) |  | 0 | 0 | 0 |  | 0 | 0.00 | 0 | 0 |  | 0.0 |  | True | 1
|  |  | 1 |  |  | Frame finish to be specified |  | 0 | 0 | 0 |  | 0 | 0.00 | 0 | 0 |  | 0.0 |  | True | 1
|  |  | 1 | ea |  | 1" radius corner, standard |  | 0 | 0 | 0 |  | 0 | 0.00 | 0 | 0 |  | 0.0 |  | True | 1
1408 | Structural Concepts | CO43R-UC | 1 | ea | GRAB-N-GO REFRIGERATED MERCHANDISER | Oasis® Self-Service Refrigerated Under Counter Height Case, 47-1/4"W, 32-3/4"H, Breeze-E (Type II) with EnergyWise self-contained refrigeration system (rear access), Blue Fin coated coil, LED top light, one piece formed ABS plastic tub, black interior, laminated exterior, (2) square full end panels, casters with levelers, front panel extends over end panels to blend with adjacent counters (supplied by others), counter surface (supplied by others) extends over top unit, cETLus, ETL-Sanitation |  | 13076 | 13076 | 18680 | 30 | 13076 | 700.00 | 0 | 0 | 150 | 0.0 |  | True | 1
|  |  | 1 |  |  | NOTE: If GFCI is required, a GFCI breaker MUST be used in lieu of a GFCI receptacle |  | 0 | 0 | 0 |  | 0 | 0.00 | 0 | 0 |  | 0.0 |  | True | 1
|  |  | 1 |  |  | 1 yr. parts & labor warranty, 5 yr. compressor warranty, standard |  | 0 | 0 | 0 |  | 0 | 0.00 | 0 | 0 |  | 0.0 |  | True | 1
|  |  | 1 |  |  | Breeze-E (Type II) with EnergyWise refrigeration (rear access)- NSF Type II compliant, standard |  | 0 | 0 | 0 |  | 0 | 0.00 | 0 | 0 |  | 0.0 |  | True | 1
|  |  | 1 |  |  | 110-120v/60/1ph, 12.0 amps, 1053 watts, standard |  | 0 | 0 | 0 |  | 0 | 0.00 | 0 | 0 |  | 0.0 |  | True | 1
|  |  | 1 |  |  | 6 ft straight blade power cord with NEMA 5-15P, standard |  | 0 | 0 | 0 |  | 0 | 0.00 | 0 | 0 |  | 0.0 |  | True | 1
|  |  | 1 |  |  | NOTE: Compressor air rear intake, front discharge at toe kick, unit MUST remain 4" from wall & front & rear panels cannot be blocked (Not applicable with remote refrigeration option) |  | 0 | 0 | 0 |  | 0 | 0.00 | 0 | 0 |  | 0.0 |  | True | 1
|  |  | 1 |  |  | Exterior: Wilsonart or Formica NON-PREMIUM laminate (Color chart available from factory rep or access color selections via www.wilsonart.com or www.formica.com) |  | 0 | 0 | 0 |  | 0 | 0.00 | 0 | 0 |  | 0.0 |  | True | 1
|  |  | 1 |  |  | NOTE: SCC will not be responsible for additional charges incurred for Premium or other Manufacturer's laminate selections not originally quoted |  | 0 | 0 | 0 |  | 0 | 0.00 | 0 | 0 |  | 0.0 |  | True | 1
|  |  | 1 |  |  | Exterior back panel: Solid back panel - black, standard |  | 0 | 0 | 0 |  | 0 | 0.00 | 0 | 0 |  | 0.0 |  | True | 1
|  |  | 1 |  |  | Left end panel: Square full with mirrored interior, standard |  | 0 | 0 | 0 |  | 0 | 0.00 | 0 | 0 |  | 0.0 |  | True | 1
|  |  | 1 |  |  | Right end panel: Square full with mirrored interior, standard |  | 0 | 0 | 0 |  | 0 | 0.00 | 0 | 0 |  | 0.0 |  | True | 1
|  |  | 1 |  |  | Digital fahrenheit thermometer, standard |  | 0 | 0 | 0 |  | 0 | 0.00 | 0 | 0 |  | 0.0 |  | True | 1
1408 | Structural Concepts | CO34R | 1 | ea | GRAB-N-GO REFRIGERATED MERCHANDISER | Oasis® Self-Service Refrigerated Case, 36-1/4"W, 46-7/8"H, Breeze with Energy Wise self-contained refrigeration system, Blue Fin coated coil, top light, one piece formed ABS plastic tub, black interior, (2) full end panels, casters, cETLus, ETL-Sanitation |  | 12033 | 12033 | 17190 | 30 | 12033 | 600.00 | 0 | 0 | 150 | 0.0 |  | True | 1
|  |  | 1 |  |  | NOTE: If GFCI is required, a GFCI breaker MUST be used in lieu of a GFCI receptacle |  | 0 | 0 | 0 |  | 0 | 0.00 | 0 | 0 |  | 0.0 |  | True | 1
|  |  | 1 |  |  | NOTE: 34" Minimum entry door clearance required (without shipping skid & with rear spacer bracket removed) |  | 0 | 0 | 0 |  | 0 | 0.00 | 0 | 0 |  | 0.0 |  | True | 1
|  |  | 1 |  |  | Refrigeration: Breeze self-contained refrigeration with evaporator pan (front air intake/rear discharge), standard |  | 0 | 0 | 0 |  | 0 | 0.00 | 0 | 0 |  | 0.0 |  | True | 1
|  |  | 1 |  |  | Electrical: 110-120v/60/1ph, 5.8 amps, standard |  | 0 | 0 | 0 |  | 0 | 0.00 | 0 | 0 |  | 0.0 |  | True | 1
|  |  | 1 |  |  | Electrical Connection: 6' Straight blade power cord with NEMA 5-15P, standard |  | 0 | 0 | 0 |  | 0 | 0.00 | 0 | 0 |  | 0.0 |  | True | 1
|  |  | 1 |  |  | NOTE: Compressor air intake from front & out rear, unit MUST remain 4" from wall & front panel cannot be blocked (Not applicable with remote refrigeration option) |  | 0 | 0 | 0 |  | 0 | 0.00 | 0 | 0 |  | 0.0 |  | True | 1
|  |  | 1 |  |  | Base Support: Casters (self-cont.), standard |  | 0 | 0 | 0 |  | 0 | 0.00 | 0 | 0 |  | 0.0 |  | True | 1
|  |  | 1 |  |  | Interior Color: Powder coated SCC Standard Silversan Black (FDA compliant), standard |  | 0 | 0 | 0 |  | 0 | 0.00 | 0 | 0 |  | 0.0 |  | True | 1
|  |  | 1 | ea |  | Exterior Color: Laminate standard color 909-58 Black |  | 0 | 0 | 0 |  | 0 | 0.00 | 0 | 0 |  | 0.0 |  | True | 1
| Structural Concepts | GRAIN DIRECTION | 1 | ea |  | Standard laminate grain directions (when applicable): - Front Panels (Upper Header and Lower Panels): Horizontal grain direction - End Panels: Vertical grain direction - Blend & Reveal Cases Only: Horizontal grain direction on front and end panels |  | 0 | 0 | 0 |  | 0 | 0.00 | 0 | 0 |  | 0.0 |  | True | 1
|  |  | 1 |  |  | Lower Front Panel Color: Powder coated SCC Standard Silversan Black (FDA compliant), standard |  | 0 | 0 | 0 |  | 0 | 0.00 | 0 | 0 |  | 0.0 |  | True | 1
|  |  | 1 |  |  | End Panel Left: Full with stainless steel mirror interior, standard |  | 0 | 0 | 0 |  | 0 | 0.00 | 0 | 0 |  | 0.0 |  | True | 1
|  |  | 1 |  |  | End Panel Right: Full with stainless steel mirror interior, standard |  | 0 | 0 | 0 |  | 0 | 0.00 | 0 | 0 |  | 0.0 |  | True | 1
|  |  | 1 |  |  | Thermometer: Digital fahrenheit thermometer, standard |  | 0 | 0 | 0 |  | 0 | 0.00 | 0 | 0 |  | 0.0 |  | True | 1
1409 |  |  | 0 |  | SpareNo | SpareNo |  | 0 | 0 | 0 |  | 0 | 0.00 | 0 | 0 |  | 0.0 |  | True | 0 | SpareNo
1410 |  |  | 0 |  | SpareNo | SpareNo |  | 0 | 0 | 0 |  | 0 | 0.00 | 0 | 0 |  | 0.0 |  | True | 0 | SpareNo
1411 | Custom Fabrication | STAINLESS STEEL | 3 | ea | UTENSIL CROCKS |  |  | 0 | 0 | 0 |  | 0 | 0.00 | 0 | 0 |  | 0.0 |  | True | 0
1412 | Custom Fabrication | STAINLESS STEEL | 1 | ea | TRAY RECESS |  |  | 0 | 0 | 0 |  | 0 | 0.00 | 0 | 0 |  | 0.0 |  | True | 0
1413 | New Age | 1331 | 2 | ea | UTILITY RACK | Bun Pan Rack, mobile, full height, end loading, open sides, accommodates (20) 18" x 26" pans, slides on 3" centers, all welded aluminum construction, (4) 5" platform casters, NSF, Made in USA |  | 539 | 1078 | 1078 | 50 | 539 | 58.00 | 0 | 0 | 250 | 20.77000 |  | True | 1
|  |  | 2 |  |  | Lifetime warranty against rust & corrosion, 5 year workmanship and material defects warranty, standard |  | 0 | 0 | 0 |  | 0 | 0.00 | 0 | 0 |  | 0.0 |  | True | 1
|  |  | 2 |  |  | 5" platform type casters, std. |  | 0 | 0 | 0 |  | 0 | 0.00 | 0 | 0 |  | 0.0 |  | True | 1
| New Age | PB | 2 | ea |  | Perimeter bumper, non-marking gray rubber strip, adds 2" to length & width (MUST BE FACTORY INSTALLED) |  | 170.5 | 341 | 341 | 50 | 170.5 | 0.00 | 0 | 0 |  | 0.0 |  | True | 1
1414 | Custom Fabrication | STAINLESS STEEL | 1 | ea | TRASH COUNTER |  |  | 0 | 0 | 0 |  | 0 | 0.00 | 0 | 0 |  | 0.0 |  | True | 0
1415 |  |  | 0 |  | SpareNo | SpareNo |  | 0 | 0 | 0 |  | 0 | 0.00 | 0 | 0 |  | 0.0 |  | True | 0 | SpareNo
1416 | Custom Fabrication | STAINLESS STEEL | 2 | ea | TRASH CHUTE |  |  | 0 | 0 | 0 |  | 0 | 0.00 | 0 | 0 |  | 0.0 |  | True | 0
1417 | Rubbermaid | FG262000GRAY | 2 | ea | TRASH RECEPTACLE | ProSave® Brute® Container, without lid, 20 gallon, 19-1/2"D x 22-7/8"H, round, reinforced rims, built in handles, double rimmed base, high-impact plastic construction, gray, NSF | 0.05 | 22.5015 | 45 | 42.86 | 50 | 21.43 | 5.83 | 0 | 0 | 250 | 0.0 |  | True | 6
| Rubbermaid | FG264000BLA | 2 | ea | Trash Receptacle, Dolly | Brute® Dolly, 18-1/4"D x 6-5/8"H, heavy duty 3" casters, 250 lb. capacity, for 2620, 2632, 2643, 2655, black | 0.05 | 45.255 | 90.52 | 86.2 | 50 | 43.1 | 5.73 | 0 | 0 | 250 | 0.0 |  | True | 2
| Rubbermaid | FG9G7700WHT | 2 | ea | Trash Receptacle Lid / Top | ProSave® Sliding Container Lid, fits container Brute® 2620, 20-3/4" dia. x 5"H, includes 3 cup portioning scoop (9G52), clear rotating sliding door, dishwasher safe, white, NSF, S.O.S. (Special Order Smallwares) product; see SOS document for details | 0.05 | 53.298 | 106.6 | 101.52 | 50 | 50.76 | 4.85 | 0 | 0 | 250 | 1.44 |  | True | 1
1418 | Custom Fabrication | STAINLESS STEEL | 1 | ea | WALL SHELF |  |  | 0 | 0 | 0 |  | 0 | 0.00 | 0 | 0 |  | 0.0 |  | True | 0
1419 |  |  | 0 |  | SpareNo | SpareNo |  | 0 | 0 | 0 |  | 0 | 0.00 | 0 | 0 |  | 0.0 |  | True | 0 | SpareNo
1420-1500 |  |  | 0 |  | SpareNo | SpareNo |  | 0 | 0 | 0 |  | 0 | 0.00 | 0 | 0 |  | 0.0 |  | True | 0 | SpareNo
|  |  | 0 |  |  | ICE AREA |  | 0 | 0 | 0 |  | 0 | 0.00 | 0 | 0 |  | 0.0 |  | True | 0
1501 | Scotsman | HD22B-1 | 4 | ea | Ice Dispenser | iceValet® Hotel/Motel Ice Dispenser, floor model, push dispensing, 120 lb application capacity, designed for 22" wide top mount cube-type ice makers, ADA compliant dispensing area, polyurethane insulation, unit specific QR code, includes 6" legs, metallic finish, includes 11’ power cord with NEMA 5-15P plug, 115v/60/1-ph, 2.1 amps, NSF, cULus, engineered and assembled in USA, ADA Compliant dispensing area |  | 4365.5 | 17462 | 8731 | 50 | 4365.5 | 201.00 | 0 | 0 | 92.5 | 28.37095 |  | True | 1
|  |  | 4 |  |  | NOTE: Sale of this product must comply with Scotsman's MSRP Policy; contact your Scotsman representative for details |  | 0 | 0 | 0 |  | 0 | 0.00 | 0 | 0 |  | 0.0 |  | True | 1
|  |  | 4 |  |  | 3 year parts & labor warranties |  | 0 | 0 | 0 |  | 0 | 0.00 | 0 | 0 |  | 0.0 |  | True | 1
| Scotsman | KLP7 | 4 | st |  | Legs with Flanged Feet, 6", for B series bins or HD dispensers |  | 132 | 528 | 264 | 50 | 132 | 5.00 | 0 | 0 | 92.5 | 0.27778 |  | True | 1
1502 | Scotsman | MC0322MW-1 | 4 | ea | ICE MACHINE | Prodigy ELITE® Ice Maker, cube style, water-cooled, self-contained condenser, production capacity up to 366 lb/24 hours at 70°/50° (292 lb AHRI certified at 90°/70°), medium cube size, ICELINQ® mobile app, Bluetooth® connectivIty, preservation mode, external bin full indicator, AutoAlert™ indicating lights, WaterSense adjustable purge control, one-touch cleaning, harvest assist, unit specific QR code, stainless steel finish, AgION™ antimicrobial protection, 115v/60/1-ph, 11.9 amps, cULus, NSF, engineered and assembled in USA |  | 4322 | 17288 | 8644 | 50 | 4322 | 155.00 | 0 | 0 | 92.5 | 0.0 |  | True | 1
|  |  | 4 |  |  | NOTE: Sale of this product must comply with Scotsman's MSRP Policy; contact your Scotsman representative for details |  | 0 | 0 | 0 |  | 0 | 0.00 | 0 | 0 |  | 0.0 |  | True | 1
|  |  | 4 |  |  | 3 year parts & labor warranties |  | 0 | 0 | 0 |  | 0 | 0.00 | 0 | 0 |  | 0.0 |  | True | 1
|  |  | 4 |  |  | 5 year parts & labor warranties on Evaporator |  | 0 | 0 | 0 |  | 0 | 0.00 | 0 | 0 |  | 0.0 |  | True | 1
|  |  | 4 |  |  | 5 year parts on compressor & condenser |  | 0 | 0 | 0 |  | 0 | 0.00 | 0 | 0 |  | 0.0 |  | True | 1
1503 | Scotsman | AP1-P | 4 | ea | WATER FILTRATION SYSTEM | AquaPatrol™ Plus Water Filtration System, single system, 2.1 gallons per minute max flow, designed for cubers up to 650 lb, and for flakers, nuggets & nugget dispensers up to 1,200 lb, cULus, NSF |  | 298 | 1192 | 596 | 50 | 298 | 7.00 | 0 | 0 | 92.5 | 0.72917 |  | True | 1
|  |  | 4 |  |  | NOTE: Sale of this product must comply with Scotsman's MSRP Policy; contact your Scotsman representative for details |  | 0 | 0 | 0 |  | 0 | 0.00 | 0 | 0 |  | 0.0 |  | True | 1
1504 |  |  | 0 |  | SpareNo | SpareNo |  | 0 | 0 | 0 |  | 0 | 0.00 | 0 | 0 |  | 0.0 |  | True | 0 | SpareNo
1505-1600 |  |  | 0 |  | SpareNo | SpareNo |  | 0 | 0 | 0 |  | 0 | 0.00 | 0 | 0 |  | 0.0 |  | True | 0 | SpareNo
|  |  | 0 |  |  | EMERGENCY LAUNDRY AREA |  | 0 | 0 | 0 |  | 0 | 0.00 | 0 | 0 |  | 0.0 |  | True | 0
L1 | Chem | M5112 | 7 | ea | SOILED TRIP CART |  |  | 0 | 0 | 0 |  | 0 | 0.00 | 0 | 0 |  | 0.0 |  | True | 0
L2 | Chem | M5110 | 1 | ea | LINEN CART |  |  | 0 | 0 | 0 |  | 0 | 0.00 | 0 | 0 |  | 0.0 |  | True | 0
L3 | Cardinal | FHN-544 | 1 | ea | FLOOR SCALE |  |  | 1274.7 | 1274.7 | 1821 | 30 | 1274.7 | 0.00 | 0 | 0 |  | 0.0 |  | True | 0
L4 | Cardinal | 205 | 1 | ea | ELECTRONIC READOUT |  |  | 437.5 | 437.5 | 625 | 30 | 437.5 | 0.00 | 0 | 0 |  | 0.0 |  | True | 0
L5 |  |  | 0 |  | SpareNo | SpareNo |  | 0 | 0 | 0 |  | 0 | 0.00 | 0 | 0 |  | 0.0 |  | True | 0 | SpareNo
L6 | Advance Tabco | 7-PS-68 | 1 | ea | HAND SINK | Hand Sink, wall mounted, 14" wide x 10" front-to-back x 5" deep bowl, 20 gauge 304 stainless steel, with splash mounted gooseneck faucet with wrist blades, basket drain, wall bracket, NSF, cCSAus |  | 499 | 499 | 998 | 50 | 499 | 13.00 | 0 | 0 | 100 | 2.00000 |  | True | 1
| Advance Tabco | 7-PS-10 | 1 | ea |  | P-trap, heavy duty, 1-1/2", 17 gauge |  | 93.5 | 93.5 | 187 | 50 | 93.5 | 1.00 | 0 | 0 | 77.5 | 0.0 |  | True | 1
| Advance Tabco | 7-PS-15 | 1 | ea |  | Welded Side Splash, 12"H (installed height), both sides, for hand sinks with 14" wide x 10" front-to-back bowl, splash mounted faucets |  | 356.5 | 356.5 | 713 | 50 | 356.5 | 14.00 | 0 | 0 | 100 | 1.00000 |  | True | 1
L7 | Rubbermaid | FG354060GRAY | 1 | ea | TRASH RECEPTACLE | Slim Jim® Container, 23 gallon, 22"W x 11"D x 30"H, with venting channels, molded-in handles, general purpose waste, open type without lid, high-impact plastic construction, gray, Made in USA |  | 61.27 | 61.27 | 122.54 | 50 | 61.27 | 8.24 | 0 | 0 | 150 | 0.0 |  | True | 4
L8 | Mustee | 27F | 1 | ea | SOAK SINK |  |  | 0 | 0 | 0 |  | 0 | 0.00 | 0 | 0 |  | 0.0 |  | True | 0
L9 |  |  | 0 |  | SpareNo | SpareNo |  | 0 | 0 | 0 |  | 0 | 0.00 | 0 | 0 |  | 0.0 |  | True | 0 | SpareNo
L10 |  |  | 0 |  | SpareNo | SpareNo |  | 0 | 0 | 0 |  | 0 | 0.00 | 0 | 0 |  | 0.0 |  | True | 0 | SpareNo
L11 | MILNOR | 30022-T6X | 1 | ea | WASHER / EXTRACTOR |  |  | 0 | 0 | 0 |  | 0 | 0.00 | 0 | 0 |  | 0.0 |  | True | 0
L12 | MILNOR | M76ED | 1 | ea | DRYER |  |  | 0 | 0 | 0 |  | 0 | 0.00 | 0 | 0 |  | 0.0 |  | True | 0
L13 | SQ | SST30 | 1 | ea | STACKED WASHER-DRYER |  |  | 0 | 0 | 0 |  | 0 | 0.00 | 0 | 0 |  | 0.0 |  | True | 0
L14 | Chem | M5110 | 4 | ea | LINEN CART |  |  | 0 | 0 | 0 |  | 0 | 0.00 | 0 | 0 |  | 0.0 |  | True | 0
L15 |  |  | 0 |  | SpareNo | SpareNo |  | 0 | 0 | 0 |  | 0 | 0.00 | 0 | 0 |  | 0.0 |  | True | 0 | SpareNo
L16 | Metro | 1848NC | 1 | ea | LINEN STORAGE SHELVING | Super Erecta® Shelf, wire, 48"W x 18"D, plastic split sleeves are included in each carton, Metroseal 3™ epoxy-coated corrosion-resistant finish with Microban® antimicrobial protection, NSF | 0.05 | 384.9982 | 385 | 733.33 | 50 | 366.665 | 12.00 | 0 | 0 | 70 | 0.8 |  | True | 1
L17 | GC |  | 1 | ea | MOP SINK | BY GENERAL CONTRACTOR |  | 0 | 0 | 0 |  | 0 | 0.00 | 0 | 0 |  | 0.0 |  | True | 0
L18 | GC |  | 1 | ea | HOSE BIBB | BY GENERAL CONTRACTOR |  | 0 | 0 | 0 |  | 0 | 0.00 | 0 | 0 |  | 0.0 |  | True | 0
L19 |  |  | 0 |  | SpareNo | SpareNo |  | 0 | 0 | 0 |  | 0 | 0.00 | 0 | 0 |  | 0.0 |  | True | 0 | SpareNo
L20 |  |  | 0 |  | SpareNo | SpareNo |  | 0 | 0 | 0 |  | 0 | 0.00 | 0 | 0 |  | 0.0 |  | True | 0 | SpareNo
L21 | Custom Fabrication | STAINLESS STEEL | 1 | ea | WALL SHELF |  |  | 1250 | 1250 | 1250 |  | 1250 | 0.00 | 0 | 0 |  | 0.0 |  | True | 0
L22 | GC |  | 1 | ea | MOP RACK | BY GENERAL CONTRACTOR |  | 0 | 0 | 0 |  | 0 | 0.00 | 0 | 0 |  | 0.0 |  | True | 0
L23 | Metro | 1848NC | 2 | ea | DETERGENT STORAGE SHELVING | Super Erecta® Shelf, wire, 48"W x 18"D, plastic split sleeves are included in each carton, Metroseal 3™ epoxy-coated corrosion-resistant finish with Microban® antimicrobial protection, NSF | 0.05 | 384.9982 | 770 | 733.33 | 50 | 366.665 | 12.00 | 0 | 0 | 70 | 0.8 |  | True | 1
L24 |  |  | 0 |  | SpareNo | SpareNo |  | 0 | 0 | 0 |  | 0 | 0.00 | 0 | 0 |  | 0.0 |  | True | 0 | SpareNo
L25 |  |  | 0 |  | SpareNo | SpareNo |  | 0 | 0 | 0 |  | 0 | 0.00 | 0 | 0 |  | 0.0 |  | True | 0 | SpareNo
L26 |  |  | 0 |  | SpareNo | SpareNo |  | 0 | 0 | 0 |  | 0 | 0.00 | 0 | 0 |  | 0.0 |  | True | 0 | SpareNo
L27 |  |  | 0 |  | SpareNo | SpareNo |  | 0 | 0 | 0 |  | 0 | 0.00 | 0 | 0 |  | 0.0 |  | True | 0 | SpareNo
L28 |  |  | 0 |  | SpareNo | SpareNo |  | 0 | 0 | 0 |  | 0 | 0.00 | 0 | 0 |  | 0.0 |  | True | 0 | SpareNo
L29 |  |  | 0 |  | SpareNo | SpareNo |  | 0 | 0 | 0 |  | 0 | 0.00 | 0 | 0 |  | 0.0 |  | True | 0 | SpareNo
L30 |  |  | 0 |  | SpareNo | SpareNo |  | 0 | 0 | 0 |  | 0 | 0.00 | 0 | 0 |  | 0.0 |  | True | 0 | SpareNo
|  |  | 0 |  |  | DISPATCH AREA |  | 0 | 0 | 0 |  | 0 | 0.00 | 0 | 0 |  | 0.0 |  | True | 0
L31 | Advance Tabco | 7-PS-68 | 1 | ea | HAND SINK | Hand Sink, wall mounted, 14" wide x 10" front-to-back x 5" deep bowl, 20 gauge 304 stainless steel, with splash mounted gooseneck faucet with wrist blades, basket drain, wall bracket, NSF, cCSAus |  | 499 | 499 | 998 | 50 | 499 | 13.00 | 0 | 0 | 100 | 2.00000 |  | True | 1
| Advance Tabco | 7-PS-10 | 1 | ea |  | P-trap, heavy duty, 1-1/2", 17 gauge |  | 93.5 | 93.5 | 187 | 50 | 93.5 | 1.00 | 0 | 0 | 77.5 | 0.0 |  | True | 1
| Advance Tabco | 7-PS-15 | 1 | ea |  | Welded Side Splash, 12"H (installed height), both sides, for hand sinks with 14" wide x 10" front-to-back bowl, splash mounted faucets |  | 356.5 | 356.5 | 713 | 50 | 356.5 | 14.00 | 0 | 0 | 100 | 1.00000 |  | True | 1
L32 | Rubbermaid | FG354060GRAY | 1 | ea | TRASH RECEPTACLE | Slim Jim® Container, 23 gallon, 22"W x 11"D x 30"H, with venting channels, molded-in handles, general purpose waste, open type without lid, high-impact plastic construction, gray, Made in USA |  | 47.13 | 47.13 | 94.26 | 50 | 47.13 | 8.24 | 0 | 0 | 150 | 0.0 |  | True | 4
L33 | Metro | 1848NC | 21 | ea | LINEN STORAGE SHELVING | Super Erecta® Shelf, wire, 48"W x 18"D, plastic split sleeves are included in each carton, Metroseal 3™ epoxy-coated corrosion-resistant finish with Microban® antimicrobial protection, NSF | 0.05 | 384.9982 | 8085 | 733.33 | 50 | 366.665 | 12.00 | 0 | 0 | 70 | 0.8 |  | True | 1
L34 |  |  | 0 |  | SECURITY FENCE | BY GENERAL CONTRACTOR |  | 0 | 0 | 0 |  | 0 | 0.00 | 0 | 0 |  | 0.0 |  | True | 0 | By General Contractor
L35 |  |  | 0 |  | SpareNo | SpareNo |  | 0 | 0 | 0 |  | 0 | 0.00 | 0 | 0 |  | 0.0 |  | True | 0 | SpareNo
L36 |  |  | 0 |  | SECURITY DOOR | BY GENERAL CONTRACTOR |  | 0 | 0 | 0 |  | 0 | 0.00 | 0 | 0 |  | 0.0 |  | True | 0 | By General Contractor
L37 | Metro | 1848NC | 9 | ea | SECURE STORAGE SHELVING | Super Erecta® Shelf, wire, 48"W x 18"D, plastic split sleeves are included in each carton, Metroseal 3™ epoxy-coated corrosion-resistant finish with Microban® antimicrobial protection, NSF | 0.05 | 384.9982 | 3465 | 733.33 | 50 | 366.665 | 12.00 | 0 | 0 | 70 | 0.8 |  | True | 1
L38 | OS&e | OS&E | 1 | ea | WORK SURFACE | BY OS&E |  | 0 | 0 | 0 |  | 0 | 0.00 | 0 | 0 |  | 0.0 |  | True | 0
L39 |  |  | 0 |  | SpareNo | SpareNo |  | 0 | 0 | 0 |  | 0 | 0.00 | 0 | 0 |  | 0.0 |  | True | 0 | SpareNo
L40 |  |  | 0 |  | SpareNo | SpareNo |  | 0 | 0 | 0 |  | 0 | 0.00 | 0 | 0 |  | 0.0 |  | True | 0 | SpareNo
L41 | OS&E | OS&E | 1 | ea | CHAIR | BY OS&E |  | 0 | 0 | 0 |  | 0 | 0.00 | 0 | 0 |  | 0.0 |  | True | 0
L42 | OS&e | OS&E | 1 | ea | COMPUTER | BY OS&E |  | 0 | 0 | 0 |  | 0 | 0.00 | 0 | 0 |  | 0.0 |  | True | 0
L43 | OS&E | OS&E | 2 | ea | CHAIR | BY OS&E |  | 0 | 0 | 0 |  | 0 | 0.00 | 0 | 0 |  | 0.0 |  | True | 0
L44 | OS&e | OS&E | 1 | ea | WORK SURFACE | BY OS&E |  | 0 | 0 | 0 |  | 0 | 0.00 | 0 | 0 |  | 0.0 |  | True | 0
L45 |  |  | 0 |  | SpareNo | SpareNo |  | 0 | 0 | 0 |  | 0 | 0.00 | 0 | 0 |  | 0.0 |  | True | 0 | SpareNo
L46 | OS&E | OS&E | 1 | ea | CHAIR | BY OS&E |  | 0 | 0 | 0 |  | 0 | 0.00 | 0 | 0 |  | 0.0 |  | True | 0
L47 | OS&e | OS&E | 1 | ea | COMPUTER | BY OS&E |  | 0 | 0 | 0 |  | 0 | 0.00 | 0 | 0 |  | 0.0 |  | True | 0
L48 | OS&E | OS&E | 2 | ea | CHAIR | BY OS&E |  | 0 | 0 | 0 |  | 0 | 0.00 | 0 | 0 |  | 0.0 |  | True | 0
L49 |  |  | 0 |  | SpareNo | SpareNo |  | 0 | 0 | 0 |  | 0 | 0.00 | 0 | 0 |  | 0.0 |  | True | 0 | SpareNo
L50 |  |  | 0 |  | SpareNo | SpareNo |  | 0 | 0 | 0 |  | 0 | 0.00 | 0 | 0 |  | 0.0 |  | True | 0 | SpareNo
L51 | Advance Tabco | 7-PS-68 | 1 | ea | HAND SINK | Hand Sink, wall mounted, 14" wide x 10" front-to-back x 5" deep bowl, 20 gauge 304 stainless steel, with splash mounted gooseneck faucet with wrist blades, basket drain, wall bracket, NSF, cCSAus |  | 371 | 371 | 742 | 50 | 371 | 13.00 | 0 | 0 | 100 | 2.00000 |  | True | 1
| Advance Tabco | 7-PS-10 | 1 | ea |  | P-trap, heavy duty, 1-1/2", 17 gauge |  | 64 | 64 | 128 | 50 | 64 | 1.00 | 0 | 0 | 77.5 | 0.0 |  | True | 1
| Advance Tabco | 7-PS-15 | 1 | ea |  | Welded Side Splash, 12"H (installed height), both sides, for hand sinks with 14" wide x 10" front-to-back bowl, splash mounted faucets |  | 243.5 | 243.5 | 487 | 50 | 243.5 | 14.00 | 0 | 0 | 100 | 1.00000 |  | True | 1
L52 | Rubbermaid | FG354060GRAY | 1 | ea | TRASH RECEPTACLE | Slim Jim® Container, 23 gallon, 22"W x 11"D x 30"H, with venting channels, molded-in handles, general purpose waste, open type without lid, high-impact plastic construction, gray, Made in USA |  | 47.13 | 47.13 | 94.26 | 50 | 47.13 | 8.24 | 0 | 0 | 150 | 0.0 |  | True | 4
L53 | Custom Fabrication | STAINLESS STEEL | 1 | ea | SOILED DISH TABLE WITH SINK |  |  | 0 | 0 | 0 |  | 0 | 0.00 | 0 | 0 |  | 0.0 |  | True | 0
L54 | Fisher | 34452 | 1 | ea | PRE-RINSE UNIT | Pre-Rinse Unit, spring style, backsplash mount, 8" centers, 16" riser, 36" hose, 1.15 GPM Ultra-Spray™ PLUS spray valve with built-in spray handle clip & dish guard bumper, lever handles with color coded indexes, add-on faucet with 10" swing spout, includes wall bracket, 1/2" NPT male inlets, brass, ADA Compliant |  | 310 | 310 | 620 | 50 | 310 | 15.00 | 0 | 0 | 77.5 | 0.0 |  | True | 1
L55 |  |  | 0 |  | SpareNo | SpareNo |  | 0 | 0 | 0 |  | 0 | 0.00 | 0 | 0 |  | 0.0 |  | True | 0 | SpareNo
L56 | Rubbermaid | FG262000GRAY | 1 | ea | TRASH RECEPTACLE | ProSave® Brute® Container, without lid, 20 gallon, 19-1/2"D x 22-7/8"H, round, reinforced rims, built in handles, double rimmed base, high-impact plastic construction, gray, NSF | 0.05 | 22.5015 | 22.5 | 42.86 | 50 | 21.43 | 5.83 | 0 | 0 | 250 | 0.0 |  | True | 6
| Rubbermaid | FG264000BLA | 1 | ea | Trash Receptacle, Dolly | Brute® Dolly, 18-1/4"D x 6-5/8"H, heavy duty 3" casters, 250 lb. capacity, for 2620, 2632, 2643, 2655, black | 0.05 | 45.255 | 45.26 | 86.2 | 50 | 43.1 | 5.73 | 0 | 0 | 250 | 0.0 |  | True | 2
| Rubbermaid | FG9G7700WHT | 1 | ea | Trash Receptacle Lid / Top | ProSave® Sliding Container Lid, fits container Brute® 2620, 20-3/4" dia. x 5"H, includes 3 cup portioning scoop (9G52), clear rotating sliding door, dishwasher safe, white, NSF, S.O.S. (Special Order Smallwares) product; see SOS document for details | 0.05 | 53.298 | 53.3 | 101.52 | 50 | 50.76 | 4.85 | 0 | 0 | 250 | 1.44 |  | True | 1
L57 | Hobart | AM16VL-BAS-2 | 1 | ea | DISH MACHINE | Ventless Dishwashing Machine, door type, energy recovery, high temp sanitizing, 208-240/60/3 (field convertible to single phase), internal condensing system, 45 racks/hour, straight-thru or corner installation, user-friendly smart touchscreen controls, Wi-Fi connectivity with SmartConnect app, Delime Notification with Cycle, Sense-A-Temp™ booster, electric tank heat, X-shaped wash arms, scrap screen and basket, door actuated start, door lock, stainless steel tank, tank shelf, chamber, trim panels, frame & feet, cULus, NSF, ENERGY STAR®. Factory Startup - Free for installations within 100 miles of a Hobart Service Office during normal business hours with appropriate notice; installation beyond 100 miles will be quoted by Service. |  | 15482.5 | 15482.5 | 30965 | 50 | 15482.5 | 0.00 | 0 | 0 |  | 0.0 |  | True | 1
|  |  | 1 | ea |  | Oversized units with crated shipping dimensions greater or equal to 72" in length and/or 90" in height. If delivery is to a facility without a standard height dock, additional shipping charges will apply depending on the service requested. consult Factory. |  | 0 | 0 | 0 |  | 0 | 0.00 | 0 | 0 |  | 0.0 |  | True | 1
|  |  | 1 |  |  | Standard warranty - 1-Year parts, labor & travel time during normal working hours within the USA |  | 0 | 0 | 0 |  | 0 | 0.00 | 0 | 0 |  | 0.0 |  | True | 1
|  |  | 1 |  |  | NOTE: For water of 3-grains of hardness or more, Hobart suggests adding a water softener. |  | 0 | 0 | 0 |  | 0 | 0.00 | 0 | 0 |  | 0.0 |  | True | 1
L58 | Custom Fabrication | STAINLESS STEEL | 1 | ea | FLOOR TROUGH |  |  | 0 | 0 | 0 |  | 0 | 0.00 | 0 | 0 |  | 0.0 |  | True | 0
L59 |  |  | 0 |  | SpareNo | SpareNo |  | 0 | 0 | 0 |  | 0 | 0.00 | 0 | 0 |  | 0.0 |  | True | 0 | SpareNo
L60 |  |  | 0 |  | SpareNo | SpareNo |  | 0 | 0 | 0 |  | 0 | 0.00 | 0 | 0 |  | 0.0 |  | True | 0 | SpareNo
L61 | Custom Fabrication | STAINLESS STEEL | 1 | ea | CLEAN DISH TABLE |  |  | 0 | 0 | 0 |  | 0 | 0.00 | 0 | 0 |  | 0.0 |  | True | 0
L62 | Custom Fabrication | STAINLESS STEEL | 1 | ea | GLASS RACK SHELF |  |  | 0 | 0 | 0 |  | 0 | 0.00 | 0 | 0 |  | 0.0 |  | True | 0
L63 | Metro | 1848NC | 4 | ea | CLEAN DISH STORAGE SHELVING | Super Erecta® Shelf, wire, 48"W x 18"D, plastic split sleeves are included in each carton, Metroseal 3™ epoxy-coated corrosion-resistant finish with Microban® antimicrobial protection, NSF | 0.05 | 384.9982 | 1540 | 733.33 | 50 | 366.665 | 12.00 | 0 | 0 | 70 | 0.8 |  | True | 1
L64 |  |  | 0 |  | SpareNo | SpareNo |  | 0 | 0 | 0 |  | 0 | 0.00 | 0 | 0 |  | 0.0 |  | True | 0 | SpareNo
L65 |  |  | 0 |  | SpareNo | SpareNo |  | 0 | 0 | 0 |  | 0 | 0.00 | 0 | 0 |  | 0.0 |  | True | 0 | SpareNo
L66 | OS&e | OS&E | 1 | ea | WORK SURFACE | BY OS&E |  | 0 | 0 | 0 |  | 0 | 0.00 | 0 | 0 |  | 0.0 |  | True | 0
L67 | OS&E | OS&E | 1 | ea | CHAIR | BY OS&E |  | 0 | 0 | 0 |  | 0 | 0.00 | 0 | 0 |  | 0.0 |  | True | 0
L68 | OS&e | OS&E | 1 | ea | COMPUTER | BY OS&E |  | 0 | 0 | 0 |  | 0 | 0.00 | 0 | 0 |  | 0.0 |  | True | 0
L69 |  |  | 0 |  | SpareNo | SpareNo |  | 0 | 0 | 0 |  | 0 | 0.00 | 0 | 0 |  | 0.0 |  | True | 0 | SpareNo
L70 |  |  | 0 |  | SpareNo | SpareNo |  | 0 | 0 | 0 |  | 0 | 0.00 | 0 | 0 |  | 0.0 |  | True | 0 | SpareNo
L71 | Metro | 1848NC | 6 | ea | EQUIPMENT STORAGE SHELVING | Super Erecta® Shelf, wire, 48"W x 18"D, plastic split sleeves are included in each carton, Metroseal 3™ epoxy-coated corrosion-resistant finish with Microban® antimicrobial protection, NSF | 0.05 | 384.9982 | 2310 | 733.33 | 50 | 366.665 | 12.00 | 0 | 0 | 70 | 0.8 |  | True | 1
L72 |  |  | 0 |  | SpareNo | SpareNo |  | 0 | 0 | 0 |  | 0 | 0.00 | 0 | 0 |  | 0.0 |  | True | 0 | SpareNo
L73 |  |  | 0 |  | SpareNo | SpareNo |  | 0 | 0 | 0 |  | 0 | 0.00 | 0 | 0 |  | 0.0 |  | True | 0 | SpareNo
L74 |  |  | 0 |  | SpareNo | SpareNo |  | 0 | 0 | 0 |  | 0 | 0.00 | 0 | 0 |  | 0.0 |  | True | 0 | SpareNo
L75 |  |  | 0 |  | SpareNo | SpareNo |  | 0 | 0 | 0 |  | 0 | 0.00 | 0 | 0 |  | 0.0 |  | True | 0 | SpareNo
L76 | Bradley | S19-224BPT | 1 | ea | EYE WASH STATION |  |  | 0 | 0 | 0 |  | 0 | 0.00 | 0 | 0 |  | 0.0 |  | True | 0
L77 | Advance Tabco | 7-PS-68 | 1 | ea | HAND SINK | Hand Sink, wall mounted, 14" wide x 10" front-to-back x 5" deep bowl, 20 gauge 304 stainless steel, with splash mounted gooseneck faucet with wrist blades, basket drain, wall bracket, NSF, cCSAus |  | 499 | 499 | 998 | 50 | 499 | 13.00 | 0 | 0 | 100 | 2.00000 |  | True | 1
| Advance Tabco | 7-PS-10 | 1 | ea |  | P-trap, heavy duty, 1-1/2", 17 gauge |  | 93.5 | 93.5 | 187 | 50 | 93.5 | 1.00 | 0 | 0 | 77.5 | 0.0 |  | True | 1
| Advance Tabco | 7-PS-15 | 1 | ea |  | Welded Side Splash, 12"H (installed height), both sides, for hand sinks with 14" wide x 10" front-to-back bowl, splash mounted faucets |  | 356.5 | 356.5 | 713 | 50 | 356.5 | 14.00 | 0 | 0 | 100 | 1.00000 |  | True | 1
L78 | Rubbermaid | FG354060GRAY | 1 | ea | TRASH RECEPTACLE | Slim Jim® Container, 23 gallon, 22"W x 11"D x 30"H, with venting channels, molded-in handles, general purpose waste, open type without lid, high-impact plastic construction, gray, Made in USA |  | 47.13 | 47.13 | 94.26 | 50 | 47.13 | 8.24 | 0 | 0 | 150 | 0.0 |  | True | 4
L79 |  |  | 0 |  | SpareNo | SpareNo |  | 0 | 0 | 0 |  | 0 | 0.00 | 0 | 0 |  | 0.0 |  | True | 0 | SpareNo
L80 |  |  | 0 |  | SpareNo | SpareNo |  | 0 | 0 | 0 |  | 0 | 0.00 | 0 | 0 |  | 0.0 |  | True | 0 | SpareNo
L81 | Custom Fabrication | STAINLESS STEEL | 1 | ea | FILL COUNTER WITH SINK |  |  | 0 | 0 | 0 |  | 0 | 0.00 | 0 | 0 |  | 0.0 |  | True | 0
L82 | Rubbermaid | FG262000GRAY | 1 | ea | TRASH RECEPTACLE | ProSave® Brute® Container, without lid, 20 gallon, 19-1/2"D x 22-7/8"H, round, reinforced rims, built in handles, double rimmed base, high-impact plastic construction, gray, NSF | 0.05 | 22.5015 | 22.5 | 42.86 | 50 | 21.43 | 5.83 | 0 | 0 | 250 | 0.0 |  | True | 6
| Rubbermaid | FG264000BLA | 1 | ea | Trash Receptacle, Dolly | Brute® Dolly, 18-1/4"D x 6-5/8"H, heavy duty 3" casters, 250 lb. capacity, for 2620, 2632, 2643, 2655, black | 0.05 | 45.255 | 45.26 | 86.2 | 50 | 43.1 | 5.73 | 0 | 0 | 250 | 0.0 |  | True | 2
| Rubbermaid | FG9G7700WHT | 1 | ea | Trash Receptacle Lid / Top | ProSave® Sliding Container Lid, fits container Brute® 2620, 20-3/4" dia. x 5"H, includes 3 cup portioning scoop (9G52), clear rotating sliding door, dishwasher safe, white, NSF, S.O.S. (Special Order Smallwares) product; see SOS document for details | 0.05 | 53.298 | 53.3 | 101.52 | 50 | 50.76 | 4.85 | 0 | 0 | 250 | 1.44 |  | True | 1
L83 | Custom Fabrication | STAINLESS STEEL | 1 | ea | DETERGENT FILLING STATION |  |  | 0 | 0 | 0 |  | 0 | 0.00 | 0 | 0 |  | 0.0 |  | True | 0
L84 | Metro | 1848NC | 3 | ea | DRY STORAGE SHELVING | Super Erecta® Shelf, wire, 48"W x 18"D, plastic split sleeves are included in each carton, Metroseal 3™ epoxy-coated corrosion-resistant finish with Microban® antimicrobial protection, NSF | 0.05 | 384.9982 | 1155 | 733.33 | 50 | 366.665 | 12.00 | 0 | 0 | 70 | 0.8 |  | True | 1
L85-L100 |  |  | 0 |  | SpareNo | SpareNo |  | 0 | 0 | 0 |  | 0 | 0.00 | 0 | 0 |  | 0.0 |  | True | 0 | SpareNo
|  |  | 0 |  |  | HOUSEKEEPING AREA |  | 0 | 0 | 0 |  | 0 | 0.00 | 0 | 0 |  | 0.0 |  | True | 0
L101 | Advance Tabco | FGR-4 | 8 | ea | GARMENT RACK |  |  | 0 | 0 | 0 | 50 | 0 | 0.00 | 0 | 0 |  | 0.0 |  | True | 0
L102 | Metro | SEC35C | 8 | ea | Security Unit | Super Erecta® Security Unit, stationary, chrome plated finish, 50-1/2"W x 21-1/2"D x 66-13/16"H, no intermediate shelves, NSF |  | 1090 | 8720 | 2180 | 50 | 1090 | 157.00 | 0 | 0 | 70 | 7.84000 |  | True | 1
L103 | Advance Tabco | 7-PS-68 | 4 | ea | HAND SINK | Hand Sink, wall mounted, 14" wide x 10" front-to-back x 5" deep bowl, 20 gauge 304 stainless steel, with splash mounted gooseneck faucet with wrist blades, basket drain, wall bracket, NSF, cCSAus |  | 371 | 1484 | 742 | 50 | 371 | 13.00 | 0 | 0 | 100 | 2.00000 |  | True | 1
| Advance Tabco | 7-PS-10 | 4 | ea |  | P-trap, heavy duty, 1-1/2", 17 gauge |  | 64 | 256 | 128 | 50 | 64 | 1.00 | 0 | 0 | 77.5 | 0.0 |  | True | 1
| Advance Tabco | 7-PS-15 | 4 | ea |  | Welded Side Splash, 12"H (installed height), both sides, for hand sinks with 14" wide x 10" front-to-back bowl, splash mounted faucets |  | 243.5 | 974 | 487 | 50 | 243.5 | 14.00 | 0 | 0 | 100 | 1.00000 |  | True | 1
L104 | Rubbermaid | FG354060GRAY | 4 | ea | TRASH RECEPTACLE | Slim Jim® Container, 23 gallon, 22"W x 11"D x 30"H, with venting channels, molded-in handles, general purpose waste, open type without lid, high-impact plastic construction, gray, Made in USA |  | 47.13 | 188.52 | 94.26 | 50 | 47.13 | 8.24 | 0 | 0 | 150 | 0.0 |  | True | 4
L105 |  |  | 0 |  | SpareNo | SpareNo |  | 0 | 0 | 0 |  | 0 | 0.00 | 0 | 0 |  | 0.0 |  | True | 0 | SpareNo
L106 | GC |  | 4 | ea | MOP SINK | BY GENERAL CONTRACTOR |  | 0 | 0 | 0 |  | 0 | 0.00 | 0 | 0 |  | 0.0 |  | True | 0
L107 | GC |  | 4 | ea | HOSE BIBB | BY GENERAL CONTRACTOR |  | 0 | 0 | 0 |  | 0 | 0.00 | 0 | 0 |  | 0.0 |  | True | 0
L108 | Custom Fabrication | STAINLESS STEEL | 4 | ea | WALL SHELF |  |  | 1250 | 5000 | 1250 |  | 1250 | 0.00 | 0 | 0 |  | 0.0 |  | True | 0
L109 |  |  | 0 |  | SpareNo | SpareNo |  | 0 | 0 | 0 |  | 0 | 0.00 | 0 | 0 |  | 0.0 |  | True | 0 | SpareNo
L110 |  |  | 0 |  | SpareNo | SpareNo |  | 0 | 0 | 0 |  | 0 | 0.00 | 0 | 0 |  | 0.0 |  | True | 0 | SpareNo
L111 | Rubbermaid | FG619100BLA | 24 | ea | HOUSEKEEPING CART | Housekeeping Cart, 60"L x 22"W x 50"H, with doors and vinyl bag, black, Made in USA |  | 1079.855 | 25916.64 | 2159.71 | 50 | 1079.855 | 120.40 | 0 | 0 | 70 | 15.25000 |  | True | 1
| Rubbermaid | ZZARUBBERPROP65 | 24 |  |  | WARNING: This product can expose you to chemicals, which is known to the State of California to cause cancer and/or other reproductive harm. For more information go to www.P65Warnings.ca.gov. |  | 0 | 0 | 0 |  | 0 | 0.00 | 0 | 0 |  | 0.0 |  | True | 1
L112 | Chem | M5112 | 16 | ea | SOILED TRIP CART |  |  | 0 | 0 | 0 |  | 0 | 0.00 | 0 | 0 |  | 0.0 |  | True | 0
L113 |  |  | 0 |  | SpareNo | SpareNo |  | 0 | 0 | 0 |  | 0 | 0.00 | 0 | 0 |  | 0.0 |  | True | 0 | SpareNo
L114 |  |  | 0 |  | SpareNo | SpareNo |  | 0 | 0 | 0 |  | 0 | 0.00 | 0 | 0 |  | 0.0 |  | True | 0 | SpareNo
L115-L200 |  |  | 0 |  | SpareNo | SpareNo |  | 0 | 0 | 0 |  | 0 | 0.00 | 0 | 0 |  | 0.0 |  | True | 0 | SpareNo