## Sheet
Title
June 18, 2024
Item | Qty | Description | Model | Unit Cost | Total | Remarks
DOCK AREA
1-100 | 0 | SpareNo | SpareNo | 0 | 0 | Column Missing
BULK STORAGE AREA
101 | 2 | SODA SYSTEM AND RACK | BY VENDOR | 0 | 0 | Column Missing
102 | 3 | CO2 TANK | BY VENDOR | 0 | 0 | Column Missing
103 | 1 | BULK FREEZER |  | 0 | 0 | Column Missing
104 | 1 | EVAPORATOR COIL |  | 0 | 0 | Column Missing
105 | 0 | SpareNo | SpareNo | 0 | 0 | Column Missing
106 | 4 | FREEZER STORAGE SHELVING | Super Erecta® Shelf, wire, 48"W x 18"D, plastic split sleeves are included in each carton, Metroseal 3™ epoxy-coated corrosion-resistant finish with Microban® antimicrobial protection, NSF | 384.9982 | 1539.993 | Column Missing
107 | 1 | BULK COOLER |  | 0 | 0 | Column Missing
108 | 1 | FLOOR TROUGH AND GRATE |  | 0 | 0 | Column Missing
109 | 0 | SpareNo | SpareNo | 0 | 0 | Column Missing
110 | 0 | SpareNo | SpareNo | 0 | 0 | Column Missing
111 | 1 | EVAPORATOR COIL |  | 0 | 0 | Column Missing
112 | 7 | COOLER STORAGE SHELVING | Super Erecta® Shelf, wire, 48"W x 18"D, plastic split sleeves are included in each carton, Metroseal 3™ epoxy-coated corrosion-resistant finish with Microban® antimicrobial protection, NSF | 384.9982 | 2694.9877 | Column Missing
113 | 2 | DUNNAGE RACK | HD Super™ Dunnage Rack, 16-1/4"H, 48"W x 18"D, holds up to 3000 lb., 1-5/8"D post, includes: cap & leveling bolt, chrome | 399 | 798 | Column Missing
113 | 2 | Dunnage Rack | Super Erecta® Dunnage Rack with Mat, 36"W x 18"D, lift-off mats, offset wire design, smooth snag-free surface, chrome, 14-1/2"H, including mat, cap & leveling bolt, 1600 lb. capacity | 222.5 | 445 | Column Missing
114 | 11 | DRY STORAGE SHELVING | Super Erecta® Shelf, wire, 48"W x 18"D, plastic split sleeves are included in each carton, Metroseal 3™ epoxy-coated corrosion-resistant finish with Microban® antimicrobial protection, NSF | 384.9982 | 4234.9807 | Column Missing
115 | 0 | SpareNo | SpareNo | 0 | 0 | Column Missing
116 | 1 | ORDER TAKER WORK SURFACE | MILLWORK/ BY GENERAL CONTRACTOR | 0 | 0 | Column Missing
117 | 1 | WALL CABINET | MILLWORK/ BY GENERAL CONTRACTOR | 0 | 0 | Column Missing
118 | 1 | CHAIR | BY OS&E | 0 | 0 | Column Missing
119 | 0 | SpareNo | SpareNo | 0 | 0 | Column Missing
120 | 0 | SpareNo | SpareNo | 0 | 0 | Column Missing
121 | 1 | COMPUTER | BY OS&E | 0 | 0 | Column Missing
122 | 1 | STORAGE CABINET - LOCKABLE | MILLWORK/ BY GENERAL CONTRACTOR | 0 | 0 | Column Missing
123 | 0 | SpareNo | SpareNo | 0 | 0 | Column Missing
124 | 0 | SpareNo | SpareNo | 0 | 0 | Column Missing
124 | 1 | WATER FILTRATION SYSTEM | AquaPatrol™ Plus Water Filtration System, triple system, 6.3 gallons per minute max flow, designed for cubers over 1,300 lb, cULus, NSF | 833 | 833 | Column Missing
| 1 |  | NOTE: Sale of this product must comply with Scotsman's MSRP Policy; contact your Scotsman representative for details | 0 | 0 | Column Missing
125 | 0 | SpareNo | SpareNo | 0 | 0 | Column Missing
126 | 1 | ICE BIN | Shuttle Plus Storage®, 2000 lb capacity (includes carts), 36" minimum door clearance, (3) guillotine ice shut-off, (3) front access doors, stainless steel exterior & interior, stainless steel tubular base with cart drain center rear, (3) poly carts standard, NSF, Made in USA | 22821.5 | 22821.5 | Column Missing
| 1 |  | NOTE: Purchase order must clearly indicate make, model and quantity of ice maker(s) being used with bin for PO to be processed | 0 | 0 | Column Missing
127 | 1 | FLOOR TROUGH AND GRATE |  | 0 | 0 | Column Missing
128 | 1 | ICE MACHINE | Prodigy Plus® Ice Maker, cube style, water-cooled, self-contained condenser, production capacity up to 1444 lb/24 hours at 70°/50° (1340 lb AHRI certified at 90°/70°), medium cube size, AutoAlert™ indicating lights, WaterSense adjustable purge control, one-touch cleaning, harvest assist, unit specific QR code, stainless steel finish, AgION™ antimicrobial protection, 208-230v/60/3-ph, 11.9 amps, cULus, NSF, CE, engineered and assembled in USA | 6849.5 | 6849.5 | Column Missing
| 1 |  | NOTE: Sale of this product must comply with Scotsman's MSRP Policy; contact your Scotsman representative for details | 0 | 0 | Column Missing
| 1 |  | 3 year parts & labor warranties | 0 | 0 | Column Missing
| 1 |  | 5 year parts & labor warranties on Evaporator | 0 | 0 | Column Missing
| 1 |  | 5 year parts on compressor & condenser | 0 | 0 | Column Missing
129 | 0 | SpareNo | SpareNo | 0 | 0 | Column Missing
130 | 0 | SpareNo | SpareNo | 0 | 0 | Column Missing
131 | 1 | ICE MACHINE | Prodigy Plus® Ice Maker, flake style, water-cooled, self-contained condenser, production capacity up to 530 lb/24 hours at 70°/50° (429 lb AHRI certified at 90°/70°), sealed maintenance-free bearings, AutoAlert™ indicating lights, unit specific QR code, stainless steel evaporator and auger, one-touch cleaning, stainless steel finish, AgION™ antimicrobial protection, R-404A refrigerant, 115v/60/1-ph, 12.1 amps, NSF, cULus, engineered and assembled in USA | 5499 | 5499 | Column Missing
| 1 |  | NOTE: Sale of this product must comply with Scotsman's MSRP Policy; contact your Scotsman representative for details | 0 | 0 | Column Missing
| 1 |  | 3 year parts & labor warranties | 0 | 0 | Column Missing
| 1 |  | 5 year parts on compressor | 0 | 0 | Column Missing
132 | 3 | ICE CART | Standard Poly Ice Shuttle Classic Cart, 250 lb. capacity, 22" minimum door clearance, split lid-side drop, rugged with heavy duty castors, 10" on rear, 5" on front, fits into shuttle bay, gray, NSF, Made in USA | 1885 | 5655 | Column Missing
133 | 1 | WATER FILTRATION SYSTEM | AquaPatrol™ Plus Water Filtration System, triple system, 6.3 gallons per minute max flow, designed for cubers over 1,300 lb, cULus, NSF | 833 | 833 | Column Missing
| 1 |  | NOTE: Sale of this product must comply with Scotsman's MSRP Policy; contact your Scotsman representative for details | 0 | 0 | Column Missing
133 | 1 | WATER FILTRATION SYSTEM | AquaPatrol™ Plus Water Filtration System, single system, 2.1 gallons per minute max flow, designed for cubers up to 650 lb, and for flakers, nuggets & nugget dispensers up to 1,200 lb, cULus, NSF | 298 | 298 | Column Missing
| 1 |  | NOTE: Sale of this product must comply with Scotsman's MSRP Policy; contact your Scotsman representative for details | 0 | 0 | Column Missing
134 | 0 | SpareNo | SpareNo | 0 | 0 | Column Missing
135 | 0 | SpareNo | SpareNo | 0 | 0 | Column Missing
136 | 2 | BEVERAGE STORAGE SHELVING | Super Erecta® Shelf, wire, 48"W x 18"D, plastic split sleeves are included in each carton, Metroseal 3™ epoxy-coated corrosion-resistant finish with Microban® antimicrobial protection, NSF | 384.9982 | 769.9965 | Column Missing
137 | 1 | BEER SYSTEM SHELF | Power Pack Wall Mount Shelf, 16 gauge stainless steel construction, includes pre-drilled mounting holes & lag bolt mounting kit | 387.2 | 387.2 | Column Missing
138 | 1 | BEER SYSTEM | Pro-Line™ Draft Beer System Power Pack, water-cooled, 30"W x 18"D x 28-3/4"H, (2) 80 gph vane circulating pumps with 1/3 HP motor each, 11.5 gallon capacity glycol bath with exterior sight glass, digital thermostat, insulated cabinet with cover, 3/8" female NPT, R134a, 2,300 BTU, 1/3 HP compressor, 115v/60/1-ph, 17.2 amps, NEMA L5-30P, cETLus | 3569.5 | 3569.5 | Column Missing
| 1 |  | 18 months on parts & one (1) year on labor. The compressor is warrantied for an additional three & one-half (3-1/2) years, standard | 0 | 0 | Column Missing
139 | 0 | SpareNo | SpareNo | 0 | 0 | Column Missing
140 | 0 | SpareNo | SpareNo | 0 | 0 | Column Missing
141 | 1 | WINE STORAGE SHELVING | Super Erecta® Cradle Wine Shelving, wire, 48"W x 14"D x 74-3/4"H, (168) bottle capacity (750ml bottles), includes: (14) shelves, (4) post with triangular foot plates, (2) wall clamps, chrome plated finish, NSF | 955.5 | 955.5 | Column Missing
142 | 1 | BEVERAGE COOLER |  | 0 | 0 | Column Missing
143 | 1 | FLOOR TROUGH AND GRATE |  | 0 | 0 | Column Missing
144 | 1 | EVAPORATOR COIL |  | 0 | 0 | Column Missing
145 | 0 | SpareNo | SpareNo | 0 | 0 | Column Missing
146 | 2 | KEG RACK | HD Super™ Beer-Keg Handling Rack, 42"W x 18"D x 64-1/8"H, (1) dunnage shelf & (1) solid shelves, (4) keg capacity, split-sleeve assemble device, foot plate, chrome plated finish | 1734 | 3468 | Column Missing
146 | 2 | KEG RACK | HD Super™ Beer-Keg Handling Rack, 60"W x 18"D x 56-1/8"H, (2) dunnage shelves, (6) keg capacity, split-sleeve assemble device, foot plate, chrome plated finish | 1300 | 2600 | Column Missing
147 | 4 | BEVERAGE STORAGE SHELVING | Super Erecta® Shelf, wire, 48"W x 18"D, plastic split sleeves are included in each carton, Metroseal 3™ epoxy-coated corrosion-resistant finish with Microban® antimicrobial protection, NSF | 384.9982 | 1539.993 | Column Missing
148 | 1 | WINE STORAGE SHELVING | Super Erecta® Cradle Wine Shelving, wire, 48"W x 14"D x 74-3/4"H, (168) bottle capacity (750ml bottles), includes: (14) shelves, (4) post with triangular foot plates, (2) wall clamps, chrome plated finish, NSF | 955.5 | 955.5 | Column Missing
149 | 0 | SpareNo | SpareNo | 0 | 0 | Column Missing
150 | 0 | SpareNo | SpareNo | 0 | 0 | Column Missing
151 | 4 | BANQUET HEATED CABINET | Gridless Heated Transport Cart, accommodates (7) 18"x26" sheet pans or (14) 12"x20" steam table pans; stainless steel construction, insulated, digital thermometer with LED display, 6" balloon plate casters (2-swivel, 2-brake), perimeter bumper, AC or DC operation, (2) rechargeable 12v batteries, cULus | 10479 | 41916 | Column Missing
| 4 |  | 1 Year parts & labor warranty, standard | 0 | 0 | Column Missing
| 4 |  | 120v/60/1-ph, 1300 watts, 10.8 amps, NEMA 5-20P, sandard | 0 | 0 | Column Missing
152 | 6 | UTILITY RACK | Bun Pan Rack, mobile, full height, end loading, open sides, accommodates (20) 18" x 26" pans, slides on 3" centers, all welded aluminum construction, (4) 5" platform casters, NSF, Made in USA | 539 | 3234 | Column Missing
| 6 |  | Lifetime warranty against rust & corrosion, 5 year workmanship and material defects warranty, standard | 0 | 0 | Column Missing
| 6 |  | 5" platform type casters, std. | 0 | 0 | Column Missing
| 6 |  | Perimeter bumper, non-marking gray rubber strip, adds 2" to length & width (MUST BE FACTORY INSTALLED) | 128 | 768 | Column Missing
152 | 4 | Mobile Refrigerator Cabinet | Refrigerated Cabinet, mobile, insulated, bottom-mounted, (30) 18"x 26" sheet pans, slide spacing fixed on 1-1/2" centers, stainless steel construction, 6" swivel casters, energy management system with dual layer foamboard & fiberglass insulation meets DOE standard, cULus, NSF (RapidShip) | 11978.5 | 47914 | Column Missing
| 4 |  | 1 yr compressor warranty, parts only, labor not included, standard | 0 | 0 | Column Missing
| 4 |  | 120v/60/1-ph, 8.5 amps, NEMA 5-15P, standard | 0 | 0 | Column Missing
153 | 0 | SpareNo | SpareNo | 0 | 0 | Column Missing
153 | 6 | PLATE RACK | Mobile Plate Rack, holds (60) plates, collapsible column plate tree, adjustable arms, stainless steel tube frame, aluminum & plastic columns, 4" casters (2 with brakes) | 1160 | 6960 | Column Missing
| 1 |  | Cart must ship via LTL freight - if shipped by small parcel, warranty may be voided | 0 | 0 | Column Missing
| 6 |  | One year warranty, std. (contact factory for details) | 0 | 0 | Column Missing
| 6 |  | Mobile Plate Rack Cover,, 27-3/4"W x 27-3/4"D x 54"H, for PM60-145, zippered, (2) clear windows, vinyl, white | 351 | 2106 | Column Missing
154 | 0 | SpareNo | SpareNo | 0 | 0 | Column Missing
155-160 | 0 | SpareNo | SpareNo | 0 | 0 | Column Missing
JANITOR/TRASH HOLD AREA
161 | 2 | Tilt TRASH Truck | Tilt Truck, mobile, open top, 1-1/2 cu. yd. capacity (approximately 1200 lb.), molded polyethylene construction, powder coated steel frame, standard duty, black, Made in USA (12 week lead time) | 1513.19 | 3026.38 | Column Missing
| 2 |  | Tilt Truck Lid, hinged, for 1-1/2 cu. yd., FG102500, FG102542, FG102600, FG102641, FG106400 and FG106443, black, Made in USA (3 week lead time) | 201.49 | 402.98 | Column Missing
161 | 2 | Tilt TRASH Truck | Rotational Molded Tilt Truck, utility duty, 1250 lb. capacity, 1 cu. yd., 33-1/2"W x 72-1/4"D x 43-3/4"H, seamless one-piece body with reinforced lip, rust, dent, chip/peel resistant, corrosion resistant powder coated steel frame, easy maneuvering/handling, durable one-piece 12" inset wheels, 5" swivel back casters, black, Made in USA (11 week lead time) | 853.55 | 1707.1 | Column Missing
162 | 3 | RECYCLING CONTAINERS | BRUTE® Roll-Out Container, 50 gallon, 28-1/2" x 23-2/5" x 36-1/2" H, with lid, bLUE , Made in USA | 113.34 | 340.02 | Column Missing
163 | 1 | INSECT CONTROL |  | 0 | 0 | Column Missing
164 | 0 | SpareNo | SpareNo | 0 | 0 | Column Missing
165 | 0 | SpareNo | SpareNo | 0 | 0 | Column Missing
166 | 1 | MOP RACK | BY GENERAL CONTRACTOR | 0 | 0 | Column Missing
167 | 1 | MOP SINK | BY GENERAL CONTRACTOR | 0 | 0 | Column Missing
168 | 1 | WALL SHELF |  | 0 | 0 | Column Missing
169 | 0 | SpareNo | SpareNo | 0 | 0 | Column Missing
170 | 0 | SpareNo | SpareNo | 0 | 0 | Column Missing
171 | 1 | HOSE BIBB | BY GENERAL CONTRACTOR | 0 | 0 | Column Missing
172 | 1 | REVERSE OSMOSIS SYSTEM | CookSpec™ RO-250NE Water Filter System, for boiler based and boiler-less equipment, cold water inlet only, 250 gallons per day (946 lpd) (10-1/4 gallon per hour), 23"H x 20"W x 5-1/2"D, 45°-100°F (7°-38°C) temperature range, storage tank refill 2-3 minutes, cabinet design, wall mounted or stand alone, non-electric, integrated TDS meter, quick disconnect, requires external water storage tank, 30-80 psi (2-5.5 bar), 1/4" floor drain tubing, 3/8" inlet/outlet (contact factory for price) | 0 | 0 | Column Missing
| 1 |  | 1 Year limited warranty (against defects in material/workmanship), standard | 0 | 0 | Column Missing
| 1 |  | CookSpec™ Reverse Osmosis Storage Tank, 44 gallon capacity, 21" dia., 36-1/4"H, draw down 29 gallons @ 60 psi (contact factory for price) | 0 | 0 | Column Missing
173 | 1 | REVERSE OSMOSIS 40 GAL. STORAGE TANK |  | 0 | 0 | Column Missing
174 | 3 | DETERGENT STORAGE SHELVING | Super Erecta® Shelf, wire, 48"W x 18"D, plastic split sleeves are included in each carton, Metroseal 3™ epoxy-coated corrosion-resistant finish with Microban® antimicrobial protection, NSF | 384.9982 | 1154.9948 | Column Missing
175-190 | 0 | SpareNo | SpareNo | 0 | 0 | Column Missing
191 | 1 | REFRIGERATION RACK |  | 0 | 0 | Column Missing
192-200 | 0 | SpareNo | SpareNo | 0 | 0 | Column Missing
ROOMSERVICE AREA
201 | 1 | REACH-IN REFRIGERATOR | SPEC SERIES® Refrigerator, reach-in, two-section, (4) stainless steel half doors with locks, cam-lift hinges, digital temperature control, (6) chrome shelves, LED interior lights, stainless steel front & sides, aluminum interior sides & walls, stainless floor & ceiling, 5" castors, R290 Hydrocarbon refrigerant, 1/2 HP, 115v/60/1-ph, 5.9 amps, NEMA 5-15P, cULus, UL EPH Classified, Made in USA | 12826 | 12826 | Column Missing
| 1 |  | 7 year compressor warranty, 7 years parts warranty, 7 year labor warranty, standard. Visit www.truemfg.com for specifics. | 0 | 0 | Column Missing
| 1 |  | Left door hinged left, right door hinged right standard | 0 | 0 | Column Missing
| 1 |  | (3) chrome shelves & shelf supports standard per section | 0 | 0 | Column Missing
| 1 |  | 5" castors (set of 4), standard | 0 | 0 | Column Missing
202 | 1 | ROOM SERVICE COUNTER WITH SINK |  | 0 | 0 | Column Missing
203 | 1 | DOUBLE WALL SHELF |  | 0 | 0 | Column Missing
204 | 1 | Glass Filler Station | Pedestal Glass Filler, 10", in-sink, stainless steel | 209.5 | 209.5 | Column Missing
205 | 0 | SpareNo | SpareNo | 0 | 0 | Column Missing
206 | 3 | GLASS RACK DOLLY | Dolly, for Cup/Glass Rack, platform design, single stack, designed for 20" x 20" racks, all aluminum construction, with corner bumpers & handle | 484 | 1452 | Column Missing
207 | 1 | COFFEE BREWER | Extractor NG™ Series Coffee Brewer, twin, 1.0 gallon capacity, LED touchscreen interface, brew status indicator light, ECO mode, USB plug-in feature, manual hot water service, stainless steel brew basket, 2 x 2.3kW heater, 208-240v/60/1-ph, 2+G wires, 19.7 max amp draw, 4.6 kW, NO CORD, 12 gallons per hour, cULus, NSF (Use with FETCO D451/D482/D448/D479 - sold separately) | 1949 | 1949 | Column Missing
| 1 |  | NOTE: Pricing and specifications subject to change with or without notice - Please call 1.800.FETCO.99 for confirmation | 0 | 0 | Column Missing
| 1 |  | Circuit board: 3 year parts & 1 year labor warranty, standard | 0 | 0 | Column Missing
| 1 |  | Electro-mechanical parts: 2 year parts & 1 year labor warranty, standard | 0 | 0 | Column Missing
| 1 |  | All other parts: 1 year parts & 1 year labor warranty, standard | 0 | 0 | Column Missing
208 | 1 | Coffee Grinder | 05800.0003 G9T HD Coffee Grinder, portion control, single 9 lb hopper, stainless decor, accepts large brew funnels for System III, Dual & other large Bunn® Brewers, 3/4 HP, 120v/60/1-ph, 9.4amps, NEMA 5-15P, cord attached, UL, ETL | 1362.055 | 1362.055 | Column Missing
209 | 0 | SpareNo | SpareNo | 0 | 0 | Column Missing
210 | 0 | SpareNo | SpareNo | 0 | 0 | Column Missing
211 | 1 | ICED TEA BREWER | Extractor Plus™ Series Multi Beverage Brewer System, tall, 3 L coffee & 3 gallons of iced tea output, 4.4 gallons per hour, digital touchpad operation, adjustable brew time & volume, streamlined programming & diagnostic, USB, hot water faucet, fits airpots & iced tea dispensers (Not included), 1.7kW heater, 120v/60/1-ph, 14.7 amps, 1.8 kW, NEMA 5-15P, cULus, NSF | 889 | 889 | Column Missing
| 1 |  | NOTE: Pricing and specifications subject to change with or without notice - Please call 1.800.FETCO.99 for confirmation | 0 | 0 | Column Missing
| 1 |  | Circuit board: 3 year parts & 1 year labor warranty, standard | 0 | 0 | Column Missing
| 1 |  | Electro-mechanical parts: 2 year parts & 1 year labor warranty, standard | 0 | 0 | Column Missing
| 1 |  | All other parts: 1 year parts & 1 year labor warranty, standard | 0 | 0 | Column Missing
212 | 1 | TRASH RECEPTACLE | Slim Jim® Container, 23 gallon, 22"W x 11"D x 30"H, with venting channels, molded-in handles, general purpose waste, open type without lid, high-impact plastic construction, gray, Made in USA | 47.13 | 47.13 | Column Missing
213 | 1 | HAND SINK | Hand Sink, wall mounted, 14" wide x 10" front-to-back x 5" deep bowl, 20 gauge 304 stainless steel, with splash mounted gooseneck faucet with wrist blades, basket drain, wall bracket, NSF, cCSAus | 499 | 499 | Column Missing
| 1 |  | P-trap, heavy duty, 1-1/2", 17 gauge | 93.5 | 93.5 | Column Missing
| 1 |  | Welded Side Splash, 12"H (installed height), both sides, for hand sinks with 14" wide x 10" front-to-back bowl, splash mounted faucets | 356.5 | 356.5 | Column Missing
214 | 1 | TRASH RECEPTACLE | Slim Jim® Container, 23 gallon, 22"W x 11"D x 30"H, with venting channels, molded-in handles, general purpose waste, open type without lid, high-impact plastic construction, gray, Made in USA | 47.13 | 47.13 | Column Missing
215 | 0 | SpareNo | SpareNo | 0 | 0 | Column Missing
216 | 9 | HOT BOX | Food Warmer, electric, double-wall construction, insulated sides & door, built-in thermostat, stainless steel exterior , aluminum interior, all riveted construction, top & side handles, positive gravity lock, (3) shelves, removable back panel, switch on back, conventional 3-prong plug, 120v/60/1-ph, 300 watt, 2.5 amps | 1204.5 | 10840.5 | Column Missing
| 9 |  | 1 year warranty (no charge) | 0 | 0 | Column Missing
| 9 |  | Stainless steel metal box, add S to end of model number | 0 | 0 | Column Missing
217 | 1 | HOT BOX STORAGE RACK | Storage Gravity Rack, food warmer, single feed, holds up to 9 electric warmers | 3709.5 | 3709.5 | Column Missing
218 | 9 | ROOM SERVICE TABLE | Room Service Table, bi-fold oval, with table guide, fold n' roll design, 36"W x 42"D x 30"H, high-pressure laminate surface with Armor-Edge®, vinyl coated bottom storage rack flips up for unobstructed seating, top tilts for storage, 4" non-marring swivel resort casters | 1221 | 10989 | Column Missing
| 9 |  | 3 year warranty against manufacturer's defects and lifetime warranty on welds (no charge) | 0 | 0 | Column Missing
| 9 |  | Laminate top to be specified | 0 | 0 | Column Missing
| 9 |  | Armor-Edge color: Black (02), standard | 0 | 0 | Column Missing
| 9 |  | Legs: Chrome (B), standard | 0 | 0 | Column Missing
| 9 |  | 4" Caster, standard | 0 | 0 | Column Missing
219 | 0 | SpareNo | SpareNo | 0 | 0 | Column Missing
220 | 0 | SpareNo | SpareNo | 0 | 0 | Column Missing
221 | 1 | WORK SURFACE | MILLWORK/ BY GENERAL CONTRACTOR | 0 | 0 | Column Missing
222 | 1 | WALL CABINET | MILLWORK/ BY GENERAL CONTRACTOR | 0 | 0 | Column Missing
223 | 1 | CHAIR | BY OS&E | 0 | 0 | Column Missing
224 | 1 | COMPUTER | BY OS&E | 0 | 0 | Column Missing
225 | 0 | SpareNo | SpareNo | 0 | 0 | Column Missing
226 | 1 | CHAIR | BY OS&E | 0 | 0 | Column Missing
227 | 1 | COMPUTER | BY OS&E | 0 | 0 | Column Missing
228 | 1 | STORAGE CABINET - LOCKABLE | MILLWORK/ BY GENERAL CONTRACTOR | 0 | 0 | Column Missing
229 | 0 | SpareNo | SpareNo | 0 | 0 | Column Missing
230 | 0 | SpareNo | SpareNo | 0 | 0 | Column Missing
BULK PREPERATION/COOKING AREA
231 | 1 | BULK PREPERATION COUNTER |  | 0 | 0 | Column Missing
232 | 1 | 20 QUART MIXER | 100-120/50/60/1; Bench type mixer; with bowl, beater, whip & spiral dough arm, US/EXP configuration - Legacy Planetary Mixer, Bench, 20 quart, (3) fixed speeds plus stir speed, gear-driven transmission, 15-minute SmartTimer™, #12 taper hub, manual bowl lift, stainless steel bowl, aluminum "B" beater, stainless steel "D" wire whip, aluminum "ED" spiral dough arm, stainless steel bowl guard, 1/2 hp, cord with plug | 5330 | 5330 | Column Missing
| 1 |  | Standard warranty - 1-Year parts, labor & travel time during normal working hours within the USA | 0 | 0 | Column Missing
233 | 1 | MIXER UTENSIL RACK |  | 0 | 0 | Column Missing
234 | 1 | DOUBLE WALL SHELF |  | 0 | 0 | Column Missing
235 | 0 | SpareNo | SpareNo | 0 | 0 | Column Missing
236 | 1 | TRASH RECEPTACLE | ProSave® Brute® Container, without lid, 20 gallon, 19-1/2"D x 22-7/8"H, round, reinforced rims, built in handles, double rimmed base, high-impact plastic construction, gray, NSF | 32.256 | 32.256 | Column Missing
| 1 | Trash Receptacle, Dolly | Brute® Dolly, 18-1/4"D x 6-5/8"H, heavy duty 3" casters, 250 lb. capacity, for 2620, 2632, 2643, 2655, black | 59.052 | 59.052 | Column Missing
| 1 | Trash Receptacle Lid / Top | ProSave® Sliding Container Lid, fits container Brute® 2620, 20-3/4" dia. x 5"H, includes 3 cup portioning scoop (9G52), clear rotating sliding door, dishwasher safe, white, NSF, S.O.S. (Special Order Smallwares) product; see SOS document for details | 69.2895 | 69.2895 | Column Missing
237 | 2 | Portion Scale | Bravo! Digital Scale by Edlund®, 20 lb. capacity in 0.2 increments, 7" x 7" removable stainless steel platform, LCD display, field calibratable, features On/Tare, Mode/Calibrate, zero, automatic Off, and Off function, includes AC adaptor and protective cover, 9VAC, can use (2) AA Batteries, cUL, NSF, CE | 108.5 | 217 | Column Missing
238 | 1 | FOOD BLENDER | XL® Blender System (VM0141A), variable speed, includes: (1) 1.5 gallon clear polycarbonate container complete with XL Blade assembly, lid, and tamper, Also includes: (1) 64 oz. clear BPA Free Tritan™ container complete with XL blade assembly and lid, 4.2 peak HP, 120v/50/60/1-ph, 15.0 amps, UL, NSF | 2012.13 | 2012.13 | Column Missing
| 1 |  | 3 years warranty on motor base parts & 1 year warranty on labor, standard | 0 | 0 | Column Missing
239 | 0 | SpareNo | SpareNo | 0 | 0 | Column Missing
240 | 0 | SpareNo | SpareNo | 0 | 0 | Column Missing
241 | 1 | FOOD PROCESSOR | Cutter/Mixer, 3 liter gray polycarbonate bowl with handle & see-thru lid, "S" blade with smooth edges, on/off & pulse switch, single speed, 1725 RPM, 120v/60/1-ph, 1 HP, 7 amps, NEMA 5-15P, cETLus, ETL-Sanitation | 683 | 683 | Column Missing
| 1 |  | 1 year parts & labor warranty | 0 | 0 | Column Missing
242 | 1 | VEGETABLE SLICER | Anliker XL (Previously Globe Model # GVC600) Vegetable Cutter, ergonomic 45° angle, on-off latch, double safety interlocks, processes up to 900 lbs. per hour, 280 RPM, polished cast aluminum hopper head & sealed upper housing, stainless steel body & base, antimicrobial protection, gear-drive, CE, NSF, UL, HACCP (discs sold separately) | 6099.5 | 6099.5 | Column Missing
| 1 |  | 2 year warranty parts & labor from date of purchase | 0 | 0 | Column Missing
| 1 |  | 115v/60/1-ph, 14.5 amps, 1 hp, cord & plug | 0 | 0 | Column Missing
243 | 1 | FOOD SLICER | Centerline by Hobart Edge Series Slicer, manual, med duty, angle feed, 13" carbon steel knife, carriage & gauge interlocks, no volt release, poly-v belt drive, permanent ring guard, removable anodized aluminum carriage & knife cover, top mounted sharpener, anodized aluminum finish, 120v/60/1-ph, 4.0 amp, 1/2 hp, cETLus, NSF (NET) | 1504 | 1504 | Column Missing
| 1 |  | Standard warranty - 1-Year parts, labor & travel time during normal working hours within the USA | 0 | 0 | Column Missing
244 | 1 | HAND SINK | Hand Sink, wall mounted, 14" wide x 10" front-to-back x 5" deep bowl, 20 gauge 304 stainless steel, with splash mounted gooseneck faucet with wrist blades, basket drain, wall bracket, NSF, cCSAus | 499 | 499 | Column Missing
| 1 |  | P-trap, heavy duty, 1-1/2", 17 gauge | 93.5 | 93.5 | Column Missing
| 1 |  | Welded Side Splash, 12"H (installed height), both sides, for hand sinks with 14" wide x 10" front-to-back bowl, splash mounted faucets | 356.5 | 356.5 | Column Missing
245 | 0 | SpareNo | SpareNo | 0 | 0 | Column Missing
246 | 1 | TRASH RECEPTACLE | Slim Jim® Container, 23 gallon, 22"W x 11"D x 30"H, with venting channels, molded-in handles, general purpose waste, open type without lid, high-impact plastic construction, gray, Made in USA | 47.13 | 47.13 | Column Missing
247 | 1 | PREPERATION TABLE |  | 0 | 0 | Column Missing
248 | 1 | PREPERATION TABLE |  | 0 | 0 | Column Missing
249 | 0 | SpareNo | SpareNo | 0 | 0 | Column Missing
250 | 0 | SpareNo | SpareNo | 0 | 0 | Column Missing
251 | 1 | BULK PREPERATION COUNTER |  | 0 | 0 | Column Missing
252 | 1 | DOUBLE OVERSHELF WITH UTENSIL RACK |  | 0 | 0 | Column Missing
253 | 1 | TRASH RECEPTACLE | ProSave® Brute® Container, without lid, 20 gallon, 19-1/2"D x 22-7/8"H, round, reinforced rims, built in handles, double rimmed base, high-impact plastic construction, gray, NSF | 22.5015 | 22.5015 | Column Missing
| 1 | Trash Receptacle, Dolly | Brute® Dolly, 18-1/4"D x 6-5/8"H, heavy duty 3" casters, 250 lb. capacity, for 2620, 2632, 2643, 2655, black | 45.255 | 45.255 | Column Missing
| 1 | Trash Receptacle Lid / Top | ProSave® Sliding Container Lid, fits container Brute® 2620, 20-3/4" dia. x 5"H, includes 3 cup portioning scoop (9G52), clear rotating sliding door, dishwasher safe, white, NSF, S.O.S. (Special Order Smallwares) product; see SOS document for details | 53.298 | 53.298 | Column Missing
254 | 1 | TRASH RECEPTACLE | ProSave® Brute® Container, without lid, 20 gallon, 19-1/2"D x 22-7/8"H, round, reinforced rims, built in handles, double rimmed base, high-impact plastic construction, gray, NSF | 22.5015 | 22.5015 | Column Missing
| 1 | Trash Receptacle, Dolly | Brute® Dolly, 18-1/4"D x 6-5/8"H, heavy duty 3" casters, 250 lb. capacity, for 2620, 2632, 2643, 2655, black | 45.255 | 45.255 | Column Missing
| 1 | Trash Receptacle Lid / Top | ProSave® Sliding Container Lid, fits container Brute® 2620, 20-3/4" dia. x 5"H, includes 3 cup portioning scoop (9G52), clear rotating sliding door, dishwasher safe, white, NSF, S.O.S. (Special Order Smallwares) product; see SOS document for details | 53.298 | 53.298 | Column Missing
255 | 0 | SpareNo | SpareNo | 0 | 0 | Column Missing
256 | 0 | SpareNo | SpareNo | 0 | 0 | Column Missing
257 | 0 | SpareNo | SpareNo | 0 | 0 | Column Missing
258 | 2 | Mobile Heated Cabinet | Gridless Heated Transport Cart, accommodates (7) 18"x26" sheet pans or (14) 12"x20" steam table pans; stainless steel construction, insulated, digital thermometer with LED display, 6" balloon plate casters (2-swivel, 2-brake), perimeter bumper, AC or DC operation, (2) rechargeable 12v batteries, cULus | 10479 | 20958 | Column Missing
| 2 |  | 1 Year parts & labor warranty, standard | 0 | 0 | Column Missing
| 2 |  | 120v/60/1-ph, 1300 watts, 10.8 amps, NEMA 5-20P, sandard | 0 | 0 | Column Missing
258 | 2 | UTILITY RACK | Bun Pan Rack, mobile, full height, end loading, open sides, accommodates (20) 18" x 26" pans, slides on 3" centers, all welded aluminum construction, (4) 5" platform casters, NSF, Made in USA | 539 | 1078 | Column Missing
| 2 |  | Lifetime warranty against rust & corrosion, 5 year workmanship and material defects warranty, standard | 0 | 0 | Column Missing
| 2 |  | 5" platform type casters, std. | 0 | 0 | Column Missing
| 2 |  | Perimeter bumper, non-marking gray rubber strip, adds 2" to length & width (MUST BE FACTORY INSTALLED) | 170.5 | 341 | Column Missing
259 | 0 | SpareNo | SpareNo | 0 | 0 | Column Missing
260 | 0 | SpareNo | SpareNo | 0 | 0 | Column Missing
261 | 1 | EXHAUST HOOD |  | 0 | 0 | Column Missing
262 | 1 | FIRE SUPPRESSION SYSTEM |  | 8750 | 8750 | Column Missing
263 | 1 | DOUBLE COMBI OVEN | (Quick Ship) Two (2) (CC1ERRA.0011976) iCombi Pro® 6-Full Size Combi Ovens, double stack, electric, (12) 18" x 26" sheet pan or (24) 12" x 20" steam pan or (12) 2/1 GN pan capacity, (6) stainless steel grids included, intelligent cooking system with (4) assistants; iDensityControl, iCookingSuite, iProductionManager, & iCareSystem AutoDose, (6) operating modes, (5) cooking methods, (3) manual operating modes, 85° to 572°F temperature range, quick clean, care control, eco mode, 6-point core temperature probe, retractable hand shower, Ethernet interface, Wi-Fi enabled, 208/240v/60/3-ph, 22.4 kW each, CE, IPX5, UL, cULus, NSF, ENERGY STAR­® | 27000 | 27000 | Column Missing
| 1 |  | Combi-Duo Stacking Kit for iCombi 6-full size (electric or gas) on iCombi 6- or 10-full size (electric only) | 739.5 | 739.5 | Column Missing
| 1 |  | Stand I for Combi-Duo, mobile, 7-3/4"H, all sides open, stainless steel construction, height adjustable casters, for iCombi 6-full size on 6-full size | 648 | 648 | Column Missing
| 1 |  | Safety-Set, Equipment placement system for all casters-mounted equipment, allows precise, consistent equipment placement for drain lines to floor sinks and under the fire suppression in ventilation systems, satisfies NFPA codes 17A (5.6.4) and 96 (12.1.2.3), includes tow (2) pieces and installation pack. THIS ITEM IS NON_DISCOUNTABLE (NET) | 63 | 63 | Column Missing
| 1 |  | NOTE: All discounts subject to approval by manufacturer | 0 | 0 | Column Missing
| 2 |  | iCareSystem AutoDose, Integrated autonomous cleaning and storage system for iCombi Pro tabletop units. Uses RATIONAL Active Green and Care cartridges | 617 | 1234 | Column Missing
| 1 |  | 2 years parts and labor, 5 years steam generator warranty | 0 | 0 | Column Missing
| 1 |  | Chef Assistance Program, a RATIONAL certified Chef conducts 4 hours/location specialized application training with personnel, no charge | 0 | 0 | Column Missing
264 | 1 | DOUBLE CONVECTION OVEN | Convection Oven, gas, double-deck, standard depth, capacity (5) 18" x 26" pans per compartment, (SSD) solid state digital controls, 2-speed fans, interior light, simultaneous operated doors with glass, stainless steel front, sides & top, 6" stainless steel legs, flue connector, (2) 1/2 HP, 55,000 BTU each, cETL, NSF, CE | 29817.5 | 29817.5 | Column Missing
| 1 |  | Quick Ship items have limited configurations & that standard configuration may not apply. Contact factory for details | 0 | 0 | Column Missing
| 1 |  | 3 year parts, 2 year labor and 2 additional year door warranty (parts only), standard | 0 | 0 | Column Missing
| 1 |  | Gas type to be determined | 0 | 0 | Column Missing
| 2 |  | 115v/60/1-ph, 6.0 amps, 1/2 hp, 2-wire with ground, NEMA 5-15P (per deck), standard | 0 | 0 | Column Missing
| 1 |  | Top Oven: Solid State digital with Pulse Plus® and Cook & Hold, standard | 0 | 0 | Column Missing
| 1 |  | Bottom Oven: Solid State digital with Pulse Plus® and Cook & Hold, standard | 0 | 0 | Column Missing
| 1 |  | Draft diverter or Draft hood must be selected below | 0 | 0 | Column Missing
| 1 |  | 6" legs, adjustable, stainless steel (set), standard | 0 | 0 | Column Missing
265 | 0 | SpareNo | SpareNo | 0 | 0 | Column Missing
266 | 1 | SPREADER |  | 0 | 0 | Column Missing
266 | 1 | STAINLESS STEEL TRASH RECEPTACLE |  | 0 | 0 | Column Missing
268 | 1 | FRYER BATTERY | Solstice™ Prepackaged Fryer System with Solstice™ Filter Drawer System, High Power, gas, (2) 50 lb. oil capacity full tanks, millivolt control, stainless steel tank, front & sides, under-fryer drawer filtration, total 244,000 BTU (-FF), NSF, CE, CSA Flame, CSA Star, AuGA | 29899.155 | 29899.155 | Column Missing
| 1 |  | 1 year parts and labor warranty from the date of installation up to a maximum of 15 months from the date of manufacture (with appropriate documentation), standard | 0 | 0 | Column Missing
| 1 |  | Gas to be determined | 0 | 0 | Column Missing
| 1 |  | Millivolt Thermostat, standard | 0 | 0 | Column Missing
| 1 |  | 115v/60/1-ph, 7.0 amps | 0 | 0 | Column Missing
| 1 |  | Contact factory for cord information | 0 | 0 | Column Missing
| 1 |  | Basket, (2) oblong/twin size, 13-1/2" x 6-1/2" x 5-3/4" deep, long handle, regular mesh (shipped std (n/c) with models "T" SG14, SG14R, SSH55, SE14, SE14X, SE14B, SG14T, 35+, 45+, fryer batteries shipped with (1) per fryer | 0 | 0 | Column Missing
| 1 |  | 9" legs, standard | 0 | 0 | Column Missing
269 | 0 | SpareNo | SpareNo | 0 | 0 | Column Missing
270 | 0 | SpareNo | SpareNo | 0 | 0 | Column Missing
271 | 1 | 40 GAL. TILTING SKILLET | Braising Pan, gas, 40-gallon capacity, 10" deep pan, 38" pan height, IPX6 water rated electronic Advanced controls with digital display, 1 minute to 10 hour timer, 175° - 400°F preset temperatures along with manual setting capability, manual tilt, standard etch marks, faucet bracket, round tubular open leg base, stainless steel construction, bullet feet, electric spark ignition, 144,000 BTU/hr, cCSAus, NSF, IPX6, Made in USA | 27855 | 27855 | Column Missing
| 1 |  | (1) year parts & labor, (10) year pan warranty, standard | 0 | 0 | Column Missing
| 1 |  | 115v/60/1-ph, 5.0 amps, standard | 0 | 0 | Column Missing
| 1 |  | Gas type to be specified | 0 | 0 | Column Missing
| 1 |  | For elevation between 0 and 2000 (When order is placed, all equipment with elevation specified will be assigned a different Part# by the factory) | 0 | 0 | Column Missing
272 | 1 | 40 GAL. TILTING KETTLE | Tilting Kettle, gas, 40-gallon capacity, crank tilt, 2/3 jacket, IPX6 water rated electronic Classic controls, 316 stainless steel liner, floor mounted control console supports, stainless steel construction, bullet feet, electronic ignition, 50 PSI, 0 - 2000' elevation, 100,000 BTU, cCSAus, NSF, Made in USA | 32890 | 32890 | Column Missing
| 1 |  | (1) year parts & labor, (10) year hemisphere warranty, standard | 0 | 0 | Column Missing
| 1 |  | Gas type to be specified | 0 | 0 | Column Missing
| 1 |  | For elevation between 0 and 2000 (When order is placed, all equipment with elevation specified will be assigned a different Part# by the factory) | 0 | 0 | Column Missing
| 1 |  | 115v/60/1-ph, 5.0 amps, std. | 0 | 0 | Column Missing
273 | 1 | FLOOR TROUGH AND GRATE |  | 0 | 0 | Column Missing
274 | 1 | SIX BURNER RANGE | V Series Heavy Duty Range, gas, 36", (6) 35,000 BTU open burners, cast iron grates, standard oven, stainless steel front, front top ledge, sides, base, burner box & stub back, 6" adjustable legs, 260,000 BTU, CSA, NSF | 14116.5 | 14116.5 | Column Missing
| 1 |  | 1 year limited parts & labor warranty, standard | 0 | 0 | Column Missing
| 1 |  | Gas type to be specified | 0 | 0 | Column Missing
| 1 |  | 1-1/4" rear gas connection, standard | 0 | 0 | Column Missing
| 1 |  | Rear gas connection: cap & cover, both ends | 0 | 0 | Column Missing
275-300 | 0 | SpareNo | SpareNo | 0 | 0 | Column Missing
PASTRY PREPERATION AREA
301 | 1 | HAND SINK | Hand Sink, wall mounted, 14" wide x 10" front-to-back x 5" deep bowl, 20 gauge 304 stainless steel, with splash mounted gooseneck faucet with wrist blades, basket drain, wall bracket, NSF, cCSAus | 499 | 499 | Column Missing
| 1 |  | P-trap, heavy duty, 1-1/2", 17 gauge | 93.5 | 93.5 | Column Missing
| 1 |  | Welded Side Splash, 12"H (installed height), both sides, for hand sinks with 14" wide x 10" front-to-back bowl, splash mounted faucets | 356.5 | 356.5 | Column Missing
302 | 1 | TRASH RECEPTACLE | Slim Jim® Container, 23 gallon, 22"W x 11"D x 30"H, with venting channels, molded-in handles, general purpose waste, open type without lid, high-impact plastic construction, gray, Made in USA | 47.13 | 47.13 | Column Missing
303 | 1 | PASTRY PREPERATION COUNTER |  | 0 | 0 | Column Missing
304 | 1 | DOUBLE WALL SHELF |  | 0 | 0 | Column Missing
305 | 0 | SpareNo | SpareNo | 0 | 0 | Column Missing
306 | 1 | BATCH ICE CREAM FREEZER | (A= Air) (G=Gelato) Batch Freezer, counter model, air-cooled, two speed, 5 qt. capacity, electronic control & touch pad, self-adjusting scraper blades & removable blades, welded steel construction, stainless steel outer panels, R404A, 208-230v/60/1-ph, NSF, cULus, (Material Code: US 805619001), (contact factory for price) | 0 | 0 | Column Missing
| 1 |  | Note: For pricing, please email info@carpigiani-usa.com. | 0 | 0 | Column Missing
| 1 |  | Start-up Processing Fee (NET) | 50 | 50 | Column Missing
307 | 1 | Dipper Well | Dipper Well Faucet and Sink, 6-7/8" diameter, 1-1/2" x 4" tailpiece, 40° - 140°F system limits, 200 psi maximum static pressure limit, stainless steel seat faucet, stainless steel pan with removable inner shell | 171 | 171 | Column Missing
308 | 1 | Ice Cream Dipping Cabinet | Ice Cream Dipping Cabinet, 36" W, 12 gallon tub storage capacity, (3) pump and (4) jar capacity, cooled syrup rail with clean out valves, electronic controls, hinged removeable flip-top lids, stainless steel interior, 16 gauge stainless steel top, front, and sides with 2.5" nosing, concealed casters, R290 Hydrocarbon refrigeration, 1/3 HP, 115v/60/1-ph, 3.2 amps, cord, NEMA 5-15P, cULus, NSF, Made in USA | 14580 | 14580 | Column Missing
| 1 |  | 5 yr. compressor warranty (NET) | 90 | 90 | Column Missing
309 | 0 | SpareNo | SpareNo | 0 | 0 | Column Missing
310 | 0 | SpareNo | SpareNo | 0 | 0 | Column Missing
311 | 1 | PASTRY PREPERATION COUNTER |  | 0 | 0 | Column Missing
312 | 1 | DOUBLE WALL SHELF |  | 0 | 0 | Column Missing
313 | 1 | MARBLE TOP |  | 0 | 0 | Column Missing
314 | 1 | UNDER COUNTER REFRIGERATOR |  | 0 | 0 | Column Missing
315 | 0 | SpareNo | SpareNo | 0 | 0 | Column Missing
316 | 1 | UNDER COUNTER FREEZER |  | 0 | 0 | Column Missing
317 | 1 | PASTA MACHINE | Capitani Pasta Sheeter, counter top, electric, 44 lbs. output capacity per hour, adjustable pasta sheet thickness, emergency stop button, built-in safety grill, produces sheets of lasagne, fettuccini, taglioni, pappardelle & spaghetti, heavy duty construction with stainless steel finish, 1 HP, 10amp, 220v/60/1ph | 8085 | 8085 | Column Missing
318 | 2 | INGREDIENT BIN | ProSave® Ingredient Bin, 2-3/4 cu. ft., 13-1/8"W x 29-1/4"D x 28"H, mobile, slant front with sliding lid, 32 oz scoop, seamless construction, 3" extra wide casters front fixed & rear swivel, white base/clear lid, USDA, FDA, NSF, S.O.S. (Special Order Smallwares) product; see SOS document for details, Made in USA (CANNOT BREAK CASE) | 304.34 | 608.68 | Column Missing
| 2 |  | WARNING: This product can expose you to chemicals, which is known to the State of California to cause cancer and/or other reproductive harm. For more information go to www.P65Warnings.ca.gov. | 0 | 0 | Column Missing
| 2 |  | ProSave® Ingredient Bin Lid, 29"W x 12-1/10"D x 1-9/10"H, fits #3600 ingredient bin, includes 32 oz. scoop, clear, S.O.S. (Special Order Smallwares) product; see SOS document for details, NSF (CANNOT BREAK CASE) | 106.445 | 212.89 | Column Missing
319 | 0 | SpareNo | SpareNo | 0 | 0 | Column Missing
320 | 0 | SpareNo | SpareNo | 0 | 0 | Column Missing
321 | 1 | POS PRINTER | BY OS&E | 0 | 0 | Column Missing
322 | 1 | TRASH RECEPTACLE | ProSave® Brute® Container, without lid, 20 gallon, 19-1/2"D x 22-7/8"H, round, reinforced rims, built in handles, double rimmed base, high-impact plastic construction, gray, NSF | 32.256 | 32.256 | Column Missing
| 1 | Trash Receptacle, Dolly | Brute® Dolly, 18-1/4"D x 6-5/8"H, heavy duty 3" casters, 250 lb. capacity, for 2620, 2632, 2643, 2655, black | 59.052 | 59.052 | Column Missing
| 1 | Trash Receptacle Lid / Top | ProSave® Sliding Container Lid, fits container Brute® 2620, 20-3/4" dia. x 5"H, includes 3 cup portioning scoop (9G52), clear rotating sliding door, dishwasher safe, white, NSF, S.O.S. (Special Order Smallwares) product; see SOS document for details | 69.2895 | 69.2895 | Column Missing
323 | 1 | HAND SINK | Hand Sink, wall mounted, 14" wide x 10" front-to-back x 5" deep bowl, 20 gauge 304 stainless steel, with splash mounted gooseneck faucet with wrist blades, basket drain, wall bracket, NSF, cCSAus | 499 | 499 | Column Missing
| 1 |  | P-trap, heavy duty, 1-1/2", 17 gauge | 93.5 | 93.5 | Column Missing
| 1 |  | Welded Side Splash, 12"H (installed height), both sides, for hand sinks with 14" wide x 10" front-to-back bowl, splash mounted faucets | 356.5 | 356.5 | Column Missing
324 | 1 | TRASH RECEPTACLE | Slim Jim® Container, 23 gallon, 22"W x 11"D x 30"H, with venting channels, molded-in handles, general purpose waste, open type without lid, high-impact plastic construction, gray, Made in USA | 61.27 | 61.27 | Column Missing
325-330 | 0 | SpareNo | SpareNo | 0 | 0 | Column Missing
FINISH COOKLINE
331 | 1 | EXHAUST HOOD |  | 0 | 0 | Column Missing
332 | 1 | Reach-In Freezer | SPEC SERIES® Freezer, reach-in, one-section, -10°F, (1) stainless steel door with lock, cam-lift hinges, digital temperature control, (3) gray shelves, LED interior lights, stainless steel front, aluminum sides, aluminum interior, 5" castors, R290 Hydrocarbon refrigerant, 1/2 HP, 115v/60/1-ph, 6.0 amps, NEMA 5-15P, cULus, UL EPH Classified, Made in USA | 7989.5 | 7989.5 | Column Missing
| 1 |  | 7 year compressor warranty, 7 years parts warranty, 7 year labor warranty, standard. Visit www.truemfg.com for specifics. | 0 | 0 | Column Missing
| 1 |  | Door hinged right standard | 0 | 0 | Column Missing
| 1 |  | (3) vinyl shelves & shelf supports standard per section | 0 | 0 | Column Missing
| 1 |  | 5" castors (set of 4), standard | 0 | 0 | Column Missing
333 | 1 | FRYER BATTERY | Solstice™ Prepackaged Fryer System with Solstice™ Filter Drawer System, High Power, gas, (2) 50 lb. oil capacity full tanks, millivolt control, stainless steel tank, front & sides, under-fryer drawer filtration, total 244,000 BTU (-FF), NSF, CE, CSA Flame, CSA Star, AuGA | 29899.155 | 29899.155 | Column Missing
| 1 |  | 1 year parts and labor warranty from the date of installation up to a maximum of 15 months from the date of manufacture (with appropriate documentation), standard | 0 | 0 | Column Missing
| 1 |  | Gas to be determined | 0 | 0 | Column Missing
| 1 |  | Millivolt Thermostat, standard | 0 | 0 | Column Missing
| 1 |  | 115v/60/1-ph, 7.0 amps | 0 | 0 | Column Missing
| 1 |  | Contact factory for cord information | 0 | 0 | Column Missing
| 1 |  | Basket, (2) oblong/twin size, 13-1/2" x 6-1/2" x 5-3/4" deep, long handle, regular mesh (shipped std (n/c) with models "T" SG14, SG14R, SSH55, SE14, SE14X, SE14B, SG14T, 35+, 45+, fryer batteries shipped with (1) per fryer | 0 | 0 | Column Missing
| 1 |  | 9" legs, standard | 0 | 0 | Column Missing
334 | 1 | SPREADER |  | 0 | 0 | Column Missing
335 | 0 | SpareNo | SpareNo | 0 | 0 | Column Missing
336 | 1 | STAINLESS STEEL TRASH RECEPTACLE |  | 0 | 0 | Column Missing
337 | 1 | GRIDDLE WITH REFRIGERATED BASE | Titan™ Heavy Duty Range, gas, 36", modular, griddle, 1" thick polished steel plate, manual controls (NO TEMPERATURE THERMOSTAT), stainless steel grease trough, splashguards, 6" plate shelf, front, sides & stub back, 105,000 BTU, CSAus, NSF | 7028.5 | 7028.5 | Column Missing
| 1 |  | NOTE: All units are fully welded with heavy duty construction, stainless steel sides, front and top are standard | 0 | 0 | Column Missing
| 1 |  | NOTE: Stainless steel tray bed (burner box), deflectors, tray guides and drip tray/grease can standard | 0 | 0 | Column Missing
| 1 |  | Two years part & labor warranty - Includes Five year warranty parts on oven door (parts only) & Ten year warranty on range frame (parts only), standard | 0 | 0 | Column Missing
| 1 |  | Gas type to be specified | 0 | 0 | Column Missing
| 1 |  | 3/4" Rear connection, standard | 0 | 0 | Column Missing
| 1 |  | 3/4" Gas regulator supplied with range | 0 | 0 | Column Missing
| 1 |  | Titan™ Fire & Ice™ Refrigerated Base, 36", self-contained, (2) 14-3/8" self-closing refrigerator drawers, (2) 12" x 20" x 6" pan capacity (pans by others), face mounted dial thermometers, built-in condensate evaporator, stainless steel 6" adjustable legs, 12.6 amps, cETLus | 11538.5 | 11538.5 | Column Missing
| 1 |  | Set of six casters (3 with brakes) | 729.5 | 729.5 | Column Missing
| 1 |  | Legs, 25"H, crossrails, standard | 0 | 0 | Column Missing
338 | 1 | SPREADER TABLE |  | 0 | 0 | Column Missing
339 | 0 | SpareNo | SpareNo | 0 | 0 | Column Missing
340 | 0 | SpareNo | SpareNo | 0 | 0 | Column Missing
341 | 1 | TRASH RECEPTACLE | Slim Jim® Container, 23 gallon, 22"W x 11"D x 30"H, with venting channels, molded-in handles, general purpose waste, open type without lid, high-impact plastic construction, gray, Made in USA | 47.13 | 47.13 | Column Missing
342 | 1 | MODULAR SIX BURNER RANGE | Titan™ Heavy Duty Range, gas, 36", modular, (6) 35,000 BTU open burners, infinite controls, stainless steel 6" plate shelf, front, sides & stub back, 210,000 BTU, CSAus, NSF | 7302.5 | 7302.5 | Column Missing
| 1 |  | NOTE: All units are fully welded with heavy duty construction, stainless steel sides, front and top are standard | 0 | 0 | Column Missing
| 1 |  | NOTE: Stainless steel tray bed (burner box), deflectors, tray guides and drip tray/grease can standard | 0 | 0 | Column Missing
| 1 |  | Two years part & labor warranty - Includes Five year warranty parts on oven door (parts only) & Ten year warranty on range frame (parts only), standard | 0 | 0 | Column Missing
| 1 |  | Gas type to be specified | 0 | 0 | Column Missing
| 1 |  | 3/4" Rear connection, standard | 0 | 0 | Column Missing
| 1 |  | 3/4" Gas regulator supplied with range | 0 | 0 | Column Missing
| 1 |  | Legs, 25"H, crossrails, standard | 0 | 0 | Column Missing
343 | 1 | SALAMANDER | Titan™ Salamander Broiler, 36", gas, wall mount, infrared type burners, counter balanced roll out grid carriage with 4 locking positions, stainless steel front, sides, interior, bottom & top, 35,000 BTU, CSAus, NSF | 5789.5 | 5789.5 | Column Missing
| 1 |  | NOTE: All units are fully welded with heavy duty construction, stainless steel sides, front and top are standard | 0 | 0 | Column Missing
| 1 |  | Two years part & labor warranty | 0 | 0 | Column Missing
| 1 |  | Gas type to be specified | 0 | 0 | Column Missing
| 1 |  | 3/4" Rear connection, standard | 0 | 0 | Column Missing
| 1 |  | 3/4" Gas regulator supplied with range | 0 | 0 | Column Missing
| 1 |  | Standard Depth Model - 18" Overall Depth, standard | 0 | 0 | Column Missing
344 | 1 | MODULAR SIX BURNER RANGE | Titan™ Heavy Duty Range, gas, 36", modular, (6) 35,000 BTU open burners, infinite controls, stainless steel 6" plate shelf, front, sides & stub back, 210,000 BTU, CSAus, NSF | 7302.5 | 7302.5 | Column Missing
| 1 |  | NOTE: All units are fully welded with heavy duty construction, stainless steel sides, front and top are standard | 0 | 0 | Column Missing
| 1 |  | NOTE: Stainless steel tray bed (burner box), deflectors, tray guides and drip tray/grease can standard | 0 | 0 | Column Missing
| 1 |  | Two years part & labor warranty - Includes Five year warranty parts on oven door (parts only) & Ten year warranty on range frame (parts only), standard | 0 | 0 | Column Missing
| 1 |  | Gas type to be specified | 0 | 0 | Column Missing
| 1 |  | 3/4" Rear connection, standard | 0 | 0 | Column Missing
| 1 |  | 3/4" Gas regulator supplied with range | 0 | 0 | Column Missing
| 1 |  | Legs, 25"H, crossrails, standard | 0 | 0 | Column Missing
345 | 0 | SpareNo | SpareNo | 0 | 0 | Column Missing
346 | 1 | FILLER FAUCET | Pot Filler Faucet, splash-mounted 8" OC with vacuum breaker, 72" flexible hose, hook nozzle, wall hook, 3/4" inlet | 650 | 650 | Column Missing
346 | 1 | POT FILLER FAUCET | Pot Filler Faucet, splash-mounted mixing faucet, with 8" adjustable centers, double-joint spout, 18" long, with insulated off-on control valve at outlet, 1/2" inlets | 215 | 215 | Column Missing
347 | 1 | REFRIGERATED EQUIPMENT STAND | Titan™ Fire & Ice™ Refrigerated Base, 72", self-contained, (2) 14-3/8" & (2) 27-1/4" self-closing drawers, (6) 12" x 20" x 6" deep pan capacity (pans by others), face mounted dial thermometers, built-in condensate evaporator, stainless steel 6" adjustable legs, 12.6 amps, cETLus | 14511.5 | 14511.5 | Column Missing
| 1 |  | All units are fully welded with heavy duty construction, stainless steel sides and front are standard | 0 | 0 | Column Missing
| 1 |  | Two years part & labor warranty | 0 | 0 | Column Missing
| 1 |  | 115v/60/1-ph, standard | 0 | 0 | Column Missing
348 | 1 | SPREADER TABLE |  | 0 | 0 | Column Missing
349 | 0 | SpareNo | SpareNo | 0 | 0 | Column Missing
350 | 0 | SpareNo | SpareNo | 0 | 0 | Column Missing
351 | 1 | TRASH RECEPTACLE | Slim Jim® Container, 23 gallon, 22"W x 11"D x 30"H, with venting channels, molded-in handles, general purpose waste, open type without lid, high-impact plastic construction, gray, Made in USA | 47.13 | 47.13 | Column Missing
352 | 1 | CHARBROILER | EXO Pro Wood-Fired & Charcoal Grill, designed for installation on a masonry base, (1) adjustable grill station with rear-mounted fire cage, slanted "V" channel grill surface, clocking wheel chain & gear lift system with brass height indicators, forward insulated heat barrier, overhead resting area, removable basting pan, 304 stainless steel construction, 11 gauge tubular main frame, CE, NSF, Made in USA (designed for maximum menu impact in open & show kitchens) | 9880 | 9880 | Column Missing
| 1 |  | Professional discount is 10% (contact factory for information & pricing) | 0 | 0 | Column Missing
| 1 |  | Packing & crating fees | 850 | 850 | Column Missing
353 | 1 | SOLID FUEL EXHAUST HOOD |  | 0 | 0 | Column Missing
354 | 1 | ASH COLLECTOR | BY OS&E | 0 | 0 | Column Missing
355 | 0 | SpareNo | SpareNo | 0 | 0 | Column Missing
356 | 1 | STAINLESS STEEL WOOD STORAGE CABINET |  | 0 | 0 | Column Missing
357 | 0 | SpareNo | SpareNo | 0 | 0 | Column Missing
358 | 0 | SpareNo | SpareNo | 0 | 0 | Column Missing
359 | 0 | SpareNo | SpareNo | 0 | 0 | Column Missing
360 | 0 | SpareNo | SpareNo | 0 | 0 | Column Missing
361 | 1 | CHEF'S COUNTER WITH SINK |  | 0 | 0 | Column Missing
362 | 1 | DOUBLE OVERSHELF |  | 0 | 0 | Column Missing
363 | 1 | POS PRINTER | BY OS&E | 0 | 0 | Column Missing
364 | 1 | UNDER COUNTER REFRIGERATOR |  | 0 | 0 | Column Missing
365 | 0 | SpareNo | SpareNo | 0 | 0 | Column Missing
366 | 1 | FOOD WARMER | Glo-Ray® Infrared Strip Heater, 48" W, high wattage, tubular metal heater rod with lights, single heater rod housing, aluminum construction, 1340 watts, NSF, CE, cULus, Made in USA | 428.5 | 428.5 | Column Missing
| 1 |  | NOTE: Sale of this product must comply with Hatco's Minimum Resale Price Policy; consult order acknowledgement for details | 0 | 0 | Column Missing
| 1 |  | NOTE: Includes 24/7 parts & service assistance, call 414-671-6350 | 0 | 0 | Column Missing
| 1 |  | One year on-site parts & labor warranty, plus one additional year parts only warranty on all Glo-Ray metal sheathed elements | 0 | 0 | Column Missing
| 1 |  | 120v/60/1-ph | 0 | 0 | Column Missing
| 1 |  | (2) Built-in toggle controls. 1 for heat, 1 for lights. (remote recommended) (available at time of purchase only) | 0 | 0 | Column Missing
| 1 |  | Clear Anodized Aluminum housing, finish, standard (available at time of purchase only) | 0 | 0 | Column Missing
367 | 1 | RECESSED CUTTING BOARD |  | 0 | 0 | Column Missing
368 | 1 | Dipper Well | Dipper Well Faucet and Sink, 6-7/8" diameter, 1-1/2" x 4" tailpiece, 40° - 140°F system limits, 200 psi maximum static pressure limit, stainless steel seat faucet, stainless steel pan with removable inner shell | 171 | 171 | Column Missing
369 | 0 | SpareNo | SpareNo | 0 | 0 | Column Missing
370 | 0 | SpareNo | SpareNo | 0 | 0 | Column Missing
371 | 1 | HOT/COLD WELL | Drop-In Hot/Cold Food Unit, electric, (2) 12" x 20" pan size, common waterbath, switch for hot or cold operation, thermostatic controls, 1" drain & gate valve, 18 gauge stainless steel top & interior, corrosion resistant steel exterior, R290a, 1/4 HP, 1.1kW, cUL, UL, NSF, Made in USA (unit cutout size: 29-1/2"W x 25"D) | 9807.5 | 9807.5 | Column Missing
| 1 |  | (1) year parts, labor, and compressor warranty, standard | 0 | 0 | Column Missing
| 1 |  | 120/208v/60/1-ph, hardwired connection, standard | 0 | 0 | Column Missing
372 | 1 | FOOD WARMER | Glo-Ray® Infrared Strip Heater, 48" W, high wattage, tubular metal heater rod with lights, single heater rod housing, aluminum construction, 1340 watts, NSF, CE, cULus, Made in USA | 428.5 | 428.5 | Column Missing
| 1 |  | NOTE: Sale of this product must comply with Hatco's Minimum Resale Price Policy; consult order acknowledgement for details | 0 | 0 | Column Missing
| 1 |  | NOTE: Includes 24/7 parts & service assistance, call 414-671-6350 | 0 | 0 | Column Missing
| 1 |  | One year on-site parts & labor warranty, plus one additional year parts only warranty on all Glo-Ray metal sheathed elements | 0 | 0 | Column Missing
| 1 |  | 120v/60/1-ph | 0 | 0 | Column Missing
| 1 |  | (2) Built-in toggle controls. 1 for heat, 1 for lights. (remote recommended) (available at time of purchase only) | 0 | 0 | Column Missing
| 1 |  | Clear Anodized Aluminum housing, finish, standard (available at time of purchase only) | 0 | 0 | Column Missing
373 | 1 | Dipper Well | Dipper Well Faucet and Sink, 6-7/8" diameter, 1-1/2" x 4" tailpiece, 40° - 140°F system limits, 200 psi maximum static pressure limit, stainless steel seat faucet, stainless steel pan with removable inner shell | 171 | 171 | Column Missing
374 | 1 | UNDER COUNTER REFRIGERATOR |  | 0 | 0 | Column Missing
375 | 0 | SpareNo | SpareNo | 0 | 0 | Column Missing
376 | 1 | RECESSED CUTTING BOARD |  | 0 | 0 | Column Missing
377 | 1 | POS PRINTER | BY OS&E | 0 | 0 | Column Missing
378 | 1 | PLATE AND BOWL SHELF |  | 0 | 0 | Column Missing
379 | 0 | SpareNo | SpareNo | 0 | 0 | Column Missing
380 | 0 | SpareNo | SpareNo | 0 | 0 | Column Missing
381 | 1 | POS PRINTER | BY OS&E | 0 | 0 | Column Missing
382 | 1 | UNDER COUNTER REFRIGERATOR |  | 0 | 0 | Column Missing
383 | 1 | RECESSED CUTTING BOARD |  | 0 | 0 | Column Missing
384 | 1 | POS PRINTER | BY OS&E | 0 | 0 | Column Missing
385 | 0 | SpareNo | SpareNo | 0 | 0 | Column Missing
386 | 1 | EXHAUST HOOD CONTROL CABINET |  | 0 | 0 | Column Missing
387 | 0 | SpareNo | SpareNo | 0 | 0 | Column Missing
388 | 0 | SpareNo | SpareNo | 0 | 0 | Column Missing
389 | 0 | SpareNo | SpareNo | 0 | 0 | Column Missing
390-400 | 0 | SpareNo | SpareNo | 0 | 0 | Column Missing
SHUCK STATION
401 | 1 | Reach-In Refrigerator | SPEC SERIES® Refrigerator, reach-in, one-section, (2) stainless steel half doors with locks, cam-lift hinges, digital temperature control, (3) chrome shelves, LED interior lights, stainless steel front & sides, aluminum interior sides & walls, stainless floor & ceiling, 5" castors, R290 Hydrocarbon refrigerant, 1/4 HP, 115v/60/1-ph, 3.8 amps, NEMA 5-15P, cULus, UL EPH Classified, Made in USA, ENERGY STAR® | 9494 | 9494 | Column Missing
| 1 |  | 7 year compressor warranty, 7 years parts warranty, 7 year labor warranty, standard. Visit www.truemfg.com for specifics. | 0 | 0 | Column Missing
| 1 |  | Door hinged right standard | 0 | 0 | Column Missing
| 1 |  | (3) chrome shelves & shelf supports standard per section | 0 | 0 | Column Missing
| 1 |  | 5" castors (set of 4), standard | 0 | 0 | Column Missing
402 | 1 | SHUCK STATION COUNTER WITHB SINKS |  | 0 | 0 | Column Missing
403 | 1 | STAINLESS STEEL TRASH RECEPTACLE |  | 0 | 0 | Column Missing
404 | 1 | TRASH CHUTE |  | 0 | 0 | Column Missing
405 | 0 | SpareNo | SpareNo | 0 | 0 | Column Missing
406 | 1 | DOUBLE WALL SHELF |  | 0 | 0 | Column Missing
407 | 1 | UNDER COUNTER REFRIGERATOR |  | 0 | 0 | Column Missing
408 | 1 | KNIFE SANITIZER | Knife Sterilizer Cabinet, holds up to 12 knives (2 larger slots to accommodate cleavers), LED light indicator, UV filtered plexiglass door with lockable keyed handle, stainless steel, 115v/60/1-ph, 70 watts, NEMA 5-15P, NSF, cETLus | 1281.5 | 1281.5 | Column Missing
| 1 |  | 1 year limited warranty, standard | 0 | 0 | Column Missing
409 | 0 | SpareNo | SpareNo | 0 | 0 | Column Missing
410 | 0 | SpareNo | SpareNo | 0 | 0 | Column Missing
411 | 1 | RECESSED CUTTING BOARD |  | 0 | 0 | Column Missing
412 | 1 | POS PRINTER | BY OS&E | 0 | 0 | Column Missing
413 | 1 | REFRIGERATED SHUCKING BIN WITH RAIL |  | 0 | 0 | Column Missing
414 | 1 | RECESSED CUTTING BOARD |  | 0 | 0 | Column Missing
415 | 0 | SpareNo | SpareNo | 0 | 0 | Column Missing
416 | 1 | PICK UP LANDING |  | 0 | 0 | Column Missing
417 | 0 | SpareNo | SpareNo | 0 | 0 | Column Missing
418 | 0 | SpareNo | SpareNo | 0 | 0 | Column Missing
419 | 0 | SpareNo | SpareNo | 0 | 0 | Column Missing
420 | 0 | SpareNo | SpareNo | 0 | 0 | Column Missing
BEVERAGE STATION AREA
421 | 1 | Reach-In Refrigerator | SPEC SERIES® Refrigerator, reach-in, one-section, (2) stainless steel half doors with locks, cam-lift hinges, digital temperature control, (3) chrome shelves, LED interior lights, stainless steel front & sides, aluminum interior sides & walls, stainless floor & ceiling, 5" castors, R290 Hydrocarbon refrigerant, 1/4 HP, 115v/60/1-ph, 3.8 amps, NEMA 5-15P, cULus, UL EPH Classified, Made in USA, ENERGY STAR® | 9494 | 9494 | Column Missing
| 1 |  | 7 year compressor warranty, 7 years parts warranty, 7 year labor warranty, standard. Visit www.truemfg.com for specifics. | 0 | 0 | Column Missing
| 1 |  | Door hinged right standard | 0 | 0 | Column Missing
| 1 |  | (3) chrome shelves & shelf supports standard per section | 0 | 0 | Column Missing
| 1 |  | 5" castors (set of 4), standard | 0 | 0 | Column Missing
422 | 1 | BEVERAGE COUNTER |  | 0 | 0 | Column Missing
423 | 1 | Glass Filler Station | Pedestal Glass Filler, 10", in-sink, stainless steel | 209.5 | 209.5 | Column Missing
424 | 1 | DOUBLE WALL SHELF |  | 0 | 0 | Column Missing
425 | 0 | SpareNo | SpareNo | 0 | 0 | Column Missing
426 | 1 | Hot Water Dispenser | Hot Water Dispenser, 5 gallon, traditional pull faucet with soft silicone tap, touch screen interface, metrics and diagnostic screens, insulated top and sides, mixed material construction, 1 x 4.0kW heater, 208-240v, 1-ph, 2+G wires, 17.1 max amp draw, 4.1kW, terminal block, 6.0 - 7.0 gallons per hour, UL, cUL, NSF | 1074 | 1074 | Column Missing
| 1 |  | NOTE: Pricing and specifications subject to change with or without notice - Please call 1.800.FETCO.99 for confirmation | 0 | 0 | Column Missing
| 1 |  | Circuit board: 3 year parts & 1 year labor warranty, standard | 0 | 0 | Column Missing
| 1 |  | Electro-mechanical parts: 2 year parts & 1 year labor warranty, standard | 0 | 0 | Column Missing
| 1 |  | All other parts: 1 year parts & 1 year labor warranty, standard | 0 | 0 | Column Missing
427 | 3 | GLASS RACK DOLLY | Dolly, for Cup/Glass Rack, platform design, single stack, designed for 20" x 20" racks, all aluminum construction, with corner bumpers & handle | 484 | 1452 | Column Missing
428 | 1 | SODA AND ICE DISPENSER | BY VENDOR | 0 | 0 | Column Missing
429 | 0 | SpareNo | SpareNo | 0 | 0 | Column Missing
430 | 0 | SpareNo | SpareNo | 0 | 0 | Column Missing
431 | 1 | ICE MACHINE | Prodigy Plus® Ice Maker, nugget style, H2 Nugget Ice, air-cooled, self-contained condenser, production capacity up to 456 lb/24 hours at 70°/50° (333 lb AHRI certified at 90°/70°), sealed maintenance-free bearings, AutoAlert™ indicating lights, front facing removable air filter, unit specific QR code, stainless auger and evaporator, one-touch cleaning, stainless steel finish, AgION™ antimicrobial protection, R-404A refrigerant, 115v/60/1-ph, 12.9 amps, NSF, cULus, engineered and assembled in USA | 5420.5 | 5420.5 | Column Missing
| 1 |  | NOTE: Sale of this product must comply with Scotsman's MSRP Policy; contact your Scotsman representative for details | 0 | 0 | Column Missing
| 1 |  | 3 year parts & labor warranties | 0 | 0 | Column Missing
| 1 |  | 5 year parts on compressor | 0 | 0 | Column Missing
| 1 |  | NOTE: Kit(s) required for all modular nugget ice machines placed on a dispenser; contact your Scotsman representative for details | 0 | 0 | Column Missing
432 | 1 | WATER FILTRATION SYSTEM | AquaPatrol™ Plus Water Filtration System, single system, 2.1 gallons per minute max flow, designed for cubers up to 650 lb, and for flakers, nuggets & nugget dispensers up to 1,200 lb, cULus, NSF | 298 | 298 | Column Missing
| 1 |  | NOTE: Sale of this product must comply with Scotsman's MSRP Policy; contact your Scotsman representative for details | 0 | 0 | Column Missing
433 | 1 | COFFEE BREWER | Extractor NG™ Series Coffee Brewer, twin, 1.0 gallon capacity, LED touchscreen interface, brew status indicator light, ECO mode, USB plug-in feature, manual hot water service, stainless steel brew basket, 2 x 2.3kW heater, 208-240v/60/1-ph, 2+G wires, 19.7 max amp draw, 4.6 kW, NO CORD, 12 gallons per hour, cULus, NSF (Use with FETCO D451/D482/D448/D479 - sold separately) | 1949 | 1949 | Column Missing
| 1 |  | NOTE: Pricing and specifications subject to change with or without notice - Please call 1.800.FETCO.99 for confirmation | 0 | 0 | Column Missing
| 1 |  | Circuit board: 3 year parts & 1 year labor warranty, standard | 0 | 0 | Column Missing
| 1 |  | Electro-mechanical parts: 2 year parts & 1 year labor warranty, standard | 0 | 0 | Column Missing
| 1 |  | All other parts: 1 year parts & 1 year labor warranty, standard | 0 | 0 | Column Missing
435 | 0 | SpareNo | SpareNo | 0 | 0 | Column Missing
436 | 1 | WATER FILTRATION SYSTEM | QTSX-2PG Water Filter System, (1) CTO-Q activated carbon cartridge, reduces chlorine & sediment, (1) SCLX2-Q scale prevention cartridge, outlet pressure gauge, water shut-off valve, mounting bracket, 22,500 gallons, 1.0 gpm, 0.5 micron, 3/8" inlet, 3/8" outlet, NSF 42 (160-52822) | 390 | 390 | Column Missing
437 | 2 | espresso Grinder | Mazzer Super Jolly V UP Electronic Espresso Coffee Grinder, 2.4 lb hopper capacity, 64mm flat grinding burrs, grind on demand operation, adjustable grind settings, programmable electronic touch pad, removable hopper, 110v/60/1-ph, 350 watts, CE, UL, ETL-Sanitation | 1309 | 2618 | Column Missing
| 2 |  | 1 year parts & labor warranty for defects, standard | 0 | 0 | Column Missing
| 2 |  | Specify color | 0 | 0 | Column Missing
438 | 1 | ESPRESSO MACHINE | MVAEGL1VN302ND0001 Victoria Arduino Eagle One Espresso Machine, automatic, with volumetric dosing, 2 group, 7 liter steam boiler, LCD display, raised group heads, cool touch wand, T3 stainless steel boiler, stainless steel body, 5.0kW, 208-240v/60-1-ph, 32amps, NEMA L6-30 Twist, UL, CSA, NSF | 10250 | 10250 | Column Missing
439 | 0 | SpareNo | SpareNo | 0 | 0 | Column Missing
440 | 0 | SpareNo | SpareNo | 0 | 0 | Column Missing
441 | 1 | HAND SINK | Hand Sink, wall mounted, 14" wide x 10" front-to-back x 5" deep bowl, 20 gauge 304 stainless steel, with splash mounted gooseneck faucet with wrist blades, basket drain, wall bracket, NSF, cCSAus | 499 | 499 | Column Missing
| 1 |  | P-trap, heavy duty, 1-1/2", 17 gauge | 93.5 | 93.5 | Column Missing
| 1 |  | Welded Side Splash, 12"H (installed height), both sides, for hand sinks with 14" wide x 10" front-to-back bowl, splash mounted faucets | 356.5 | 356.5 | Column Missing
442 | 1 | TRASH RECEPTACLE | Slim Jim® Container, 23 gallon, 22"W x 11"D x 30"H, with venting channels, molded-in handles, general purpose waste, open type without lid, high-impact plastic construction, gray, Made in USA | 61.27 | 61.27 | Column Missing
443 | 0 | SpareNo | SpareNo | 0 | 0 | Column Missing
444 | 0 | SpareNo | SpareNo | 0 | 0 | Column Missing
445-450 | 0 | SpareNo | SpareNo | 0 | 0 | Column Missing
WAREWASHING AREA
451 | 1 | Queen Mary | Queen Mary Utility Cart, (5) 27" x 60"shelves with flanged down edges spaced 12" apart, open welded tubular frame, (1) heavy duty push handle, aluminum construction, full extension bumper, 8" poly. casters, 1200 lb. capacity | 2632 | 2632 | Column Missing
452 | 3 | TRASH CHUTE |  | 0 | 0 | Column Missing
453 | 1 | SOILED DISH TABLE |  | 0 | 0 | Column Missing
454 | 1 | DOUBLE SIDED GLASS RACK SHELF |  | 0 | 0 | Column Missing
455 | 0 | SpareNo | SpareNo | 0 | 0 | Column Missing
456 | 3 | TRASH RECEPTACLE | ProSave® Brute® Container, without lid, 20 gallon, 19-1/2"D x 22-7/8"H, round, reinforced rims, built in handles, double rimmed base, high-impact plastic construction, gray, NSF | 32.256 | 96.768 | Column Missing
| 3 | Trash Receptacle, Dolly | Brute® Dolly, 18-1/4"D x 6-5/8"H, heavy duty 3" casters, 250 lb. capacity, for 2620, 2632, 2643, 2655, black | 59.052 | 177.156 | Column Missing
| 3 | Trash Receptacle Lid / Top | ProSave® Sliding Container Lid, fits container Brute® 2620, 20-3/4" dia. x 5"H, includes 3 cup portioning scoop (9G52), clear rotating sliding door, dishwasher safe, white, NSF, S.O.S. (Special Order Smallwares) product; see SOS document for details | 69.2895 | 207.8685 | Column Missing
457 | 1 | FLOOR TROUGH AND GRATE |  | 0 | 0 | Column Missing
458 | 1 | HOSE REEL | Hose Reel Assembly, ceiling mounted, closed stainless steel reel, 2.65 gpm spray valve, 30 feet of 3/8” ID, 3-ply hose, self-locking, adjustable ball stop, working pressure of 200 psi, withstands 160° F water temperature, 18" inlet hose with ½” NPT female | 2316.5 | 2316.5 | Column Missing
459 | 0 | SpareNo | SpareNo | 0 | 0 | Column Missing
460 | 0 | SpareNo | SpareNo | 0 | 0 | Column Missing
461 | 1 | TRASH RECEPTACLE | ProSave® Brute® Container, without lid, 20 gallon, 19-1/2"D x 22-7/8"H, round, reinforced rims, built in handles, double rimmed base, high-impact plastic construction, gray, NSF | 22.5015 | 22.5015 | Column Missing
| 1 | Trash Receptacle, Dolly | Brute® Dolly, 18-1/4"D x 6-5/8"H, heavy duty 3" casters, 250 lb. capacity, for 2620, 2632, 2643, 2655, black | 45.255 | 45.255 | Column Missing
| 1 | Trash Receptacle Lid / Top | ProSave® Sliding Container Lid, fits container Brute® 2620, 20-3/4" dia. x 5"H, includes 3 cup portioning scoop (9G52), clear rotating sliding door, dishwasher safe, white, NSF, S.O.S. (Special Order Smallwares) product; see SOS document for details | 53.298 | 53.298 | Column Missing
462 | 1 | FOOD WASTE COLLECTOR | PowerRinse® Trough (Model PRT™) - Complete Waste Collection System Package. Requires only 1 GPM (3.79 LPM) of fresh water per hour. Pre-rinse and scrapping system with 70 GPM (264.98 LPM) recirculated water flow capability, dry start protection, and adjustable run time. Pre-plumbed and pre-wired base assembly with control, solenoid and pump (requires additional plumbing for trough); integrated air gap; stainless steel mounting tray, base assembly, basket cover, pump housing, 1/4" pump inlet screen, and pump impeller; 1/4" perforated scrap basket with four ergonomic handles; flanged feet; check valves; 2" drain discharge; 1/2" NPT water inlets | 8396 | 8396 | Column Missing
| 1 |  | (1) year On-Site parts & labor warranty from date of installation (standard) | 0 | 0 | Column Missing
| 1 |  | 110-120v/60/1-ph | 0 | 0 | Column Missing
463 | 1 | GLASS RACK SHELF |  | 0 | 0 | Column Missing
464 | 1 | DISH MACHINE | Ventless Conveyor Dishwasher, heat pump energy recovery operation, single tank, (202) racks/hour, Opti-Rinse™ system, insulated hinged cabinet-style doors with door interlock switches, door actuated drain closure, pressure reducing valve, self-aligning wash manifolds, stainless steel anti-clogging wash arms, removable pump intake screen, stainless steel self-draining pump & impeller, (1) scrap screen & basket, 19-1/2"H chamber accommodates (6) sheet pans, 0.62 gallon/rack, stainless steel enclosure panels, NSF rated pot and pan mode, programmable microprocessor controls with low temperature, dirty water, and de-lime notification, 30kW stainless booster heater, 9kW wash tank heater, 4 HP compressor, 1/6 HP drive, 2 HP wash, 1/6 HP heat pump fan, ENERGY STAR® (heat pump ships separately) | 0 | 0 | Column Missing
465 | 0 | SpareNo | SpareNo | 0 | 0 | Column Missing
466 | 1 | CLEAN DISH TABLE |  | 0 | 0 | Column Missing
467 | 1 | GLASS RACK SHELF |  | 0 | 0 | Column Missing
468 | 1 | UNDER COUNTER GLASSWASHER | Centerline Dishwasher, undercounter, 22 11/16"W x 24"D x 32 5/16"H, high temperature sanitizing, (24) racks/hr, fresh water rinse, .84 gal/rack, Delime Notification with Cycle, service diagnostics with error notifications, soft start, detergent & rinse aid pumps, 208-240v/60/1-ph, 24.2-27.5 amps, ships with (1) peg rack and (1) combo rack, cULus, NSF, ENERGY STAR® (Pricing options available, please contact your local rep for more information) (NET price shown) | 4795 | 4795 | Column Missing
| 1 |  | Standard warranty - 1-Year parts, labor & travel time during normal working hours within the USA | 0 | 0 | Column Missing
| 1 |  | NOTE: Hobart suggests adding a water softener. Hobart recommends a total of 2 water softeners (one for the incoming hot water line, one for the incoming cold water line) for all Centerline dishwashers. | 0 | 0 | Column Missing
469 | 0 | SpareNo | SpareNo | 0 | 0 | Column Missing
470 | 0 | SpareNo | SpareNo | 0 | 0 | Column Missing
471 | 1 | UNDER COUNTER GLASSWASHER | Centerline Dishwasher, undercounter, 22 11/16"W x 24"D x 32 5/16"H, high temperature sanitizing, (24) racks/hr, fresh water rinse, .84 gal/rack, Delime Notification with Cycle, service diagnostics with error notifications, soft start, detergent & rinse aid pumps, 208-240v/60/1-ph, 24.2-27.5 amps, ships with (1) peg rack and (1) combo rack, cULus, NSF, ENERGY STAR® (Pricing options available, please contact your local rep for more information) (NET price shown) | 4795 | 4795 | Column Missing
| 1 |  | Standard warranty - 1-Year parts, labor & travel time during normal working hours within the USA | 0 | 0 | Column Missing
| 1 |  | NOTE: Hobart suggests adding a water softener. Hobart recommends a total of 2 water softeners (one for the incoming hot water line, one for the incoming cold water line) for all Centerline dishwashers. | 0 | 0 | Column Missing
472 | 1 | HOSE REEL CONTROL CABINET | Reel Rinse Control Unit, valves, gauges and connections are completely enclosed within a stainless steel cabinet, dual check backflow preventer, water hammer silencer, 90° panel lock, padlock hasp & finger latch, 1/2" NPT female inlets & outlets | 1614 | 1614 | Column Missing
473 | 1 | HAND SINK | Hand Sink, wall mounted, 14" wide x 10" front-to-back x 5" deep bowl, 20 gauge 304 stainless steel, with splash mounted gooseneck faucet with wrist blades, basket drain, wall bracket, NSF, cCSAus | 499 | 499 | Column Missing
| 1 |  | P-trap, heavy duty, 1-1/2", 17 gauge | 93.5 | 93.5 | Column Missing
| 1 |  | Welded Side Splash, 12"H (installed height), both sides, for hand sinks with 14" wide x 10" front-to-back bowl, splash mounted faucets | 356.5 | 356.5 | Column Missing
474 | 1 | TRASH RECEPTACLE | Slim Jim® Container, 23 gallon, 22"W x 11"D x 30"H, with venting channels, molded-in handles, general purpose waste, open type without lid, high-impact plastic construction, gray, Made in USA | 61.27 | 61.27 | Column Missing
475 | 0 | SpareNo | SpareNo | 0 | 0 | Column Missing
476 | 4 | CLEAN DISH STORAGE SHELVING | Super Erecta® Shelf, wire, 48"W x 18"D, plastic split sleeves are included in each carton, Metroseal 3™ epoxy-coated corrosion-resistant finish with Microban® antimicrobial protection, NSF | 384.9982 | 1539.993 | Column Missing
477 | 1 | POT SINK |  | 0 | 0 | Column Missing
478 | 1 | POT SHELF |  | 0 | 0 | Column Missing
479 | 0 | SpareNo | SpareNo | 0 | 0 | Column Missing
480 | 0 | SpareNo | SpareNo | 0 | 0 | Column Missing
481 | 1 | FLOOR TROUGH AND GRATE |  | 0 | 0 | Column Missing
482 | 1 | Hose Reel | Hose Reel Assembly, ceiling mounted, closed stainless steel reel, 2.65 gpm spray valve, 30 feet of 3/8” ID, 3-ply hose, self-locking, adjustable ball stop, working pressure of 200 psi, withstands 160° F water temperature, 18" inlet hose with ½” NPT female | 2316.5 | 2316.5 | Column Missing
483 | 1 | HOSE REEL CONTROL CABINET | Reel Rinse Control Unit, valves, gauges and connections are completely enclosed within a stainless steel cabinet, dual check backflow preventer, water hammer silencer, 90° panel lock, padlock hasp & finger latch, 1/2" NPT female inlets & outlets | 1614 | 1614 | Column Missing
484 | 1 | HAND SINK | Hand Sink, wall mounted, 14" wide x 10" front-to-back x 5" deep bowl, 20 gauge 304 stainless steel, with splash mounted gooseneck faucet with wrist blades, basket drain, wall bracket, NSF, cCSAus | 499 | 499 | Column Missing
| 1 |  | P-trap, heavy duty, 1-1/2", 17 gauge | 93.5 | 93.5 | Column Missing
| 1 |  | Welded Side Splash, 12"H (installed height), both sides, for hand sinks with 14" wide x 10" front-to-back bowl, splash mounted faucets | 356.5 | 356.5 | Column Missing
485 | 0 | SpareNo | SpareNo | 0 | 0 | Column Missing
486 | 1 | TRASH RECEPTACLE | Slim Jim® Container, 23 gallon, 22"W x 11"D x 30"H, with venting channels, molded-in handles, general purpose waste, open type without lid, high-impact plastic construction, gray, Made in USA | 47.13 | 47.13 | Column Missing
487 | 2 | POT AND PAN DRYING RACK | MetroMax® 4 Mobile Drying Rack Unit, 48"W x 24"D x 68"H, 4-tier, for trays/cutting boards/sheet pans & steam pans, includes: (4) open shelf frames, (4) 63" mobile posts, (2) cutting board/tray drying racks, (2) pan racks, (4) polymer swivel casters (2 with brakes), built in Microban® antimicrobial product protection, NSF | 1107 | 2214 | Column Missing
487 | 2 | POT AND PAN DRYING RACK | MetroMax® 4 Mobile Drying Rack Unit, 36"W x 24"D x 68"H, 4-tier, for trays/cutting boards/sheet pans & steam pans, includes: (4) open shelf frames, (4) 63" mobile posts, (2) cutting board/tray drying racks, (2) pan racks, (4) polymer swivel casters (2 with brakes), built in Microban® antimicrobial product protection, NSF | 976.5 | 1953 | Column Missing
488 | 2 | CLEAN DISH STORAGE SHELVING | Super Erecta® Shelf, wire, 48"W x 18"D, plastic split sleeves are included in each carton, Metroseal 3™ epoxy-coated corrosion-resistant finish with Microban® antimicrobial protection, NSF | 78.4875 | 156.975 | Column Missing
489 | 0 | SpareNo | SpareNo | 0 | 0 | Column Missing
490 | 0 | SpareNo | SpareNo | 0 | 0 | Column Missing
491 | 4 | DISH DOLLY | Poker Chip Dish Dolly, 26-5/8"W x 26-5/8"D x 31-15/16"H, adjustable, dish size 4-1/4" to 11-3/4", removable dividers & towers, two-handed access, recessed handles, 5"Dia. swivel casters with neoprene wheels (2 with brakes), chip-resistant polymer shell with Microban® antimicrobial protection, aesthetic blue, vinyl dust/water splash cover, NSF | 1116.5 | 4466 | Column Missing
492 | 4 | GLASS RACK DOLLY | Dolly, for Cup/Glass Rack, platform design, single stack, designed for 20" x 20" racks, all aluminum construction, with corner bumpers & handle | 484 | 1936 | Column Missing
493 | 4 | CLEAN DISH STORAGE SHELVING | Super Erecta® Shelf, wire, 48"W x 18"D, plastic split sleeves are included in each carton, Metroseal 3™ epoxy-coated corrosion-resistant finish with Microban® antimicrobial protection, NSF | 384.9982 | 1539.993 | Column Missing
494 | 0 | SpareNo | SpareNo | 0 | 0 | Column Missing
495-500 | 0 | SpareNo | SpareNo | 0 | 0 | Column Missing
CATERING/BANQUET STAGING AREA
501 | 1 | Roll-in Refrigerator | SPEC SERIES® Refrigerator, roll-in, (2) stainless steel doors with locks, cam-lift hinges, digital temperature control, incandescent interior lighting, stainless steel ramps, stainless steel front & sides, aluminum interior, 1/2 HP, 115v/60/1-ph, 11.8 amps, NEMA 5-15P, (accommodates 27"W x 29"D x 66"H carts, NOT included), cULus, UL EPH Classified, Made in USA | 14634 | 14634 | Column Missing
| 1 |  | 7 year compressor warranty, 7 years parts warranty, 7 year labor warranty, standard. Visit www.truemfg.com for specifics. | 0 | 0 | Column Missing
| 1 |  | Left door hinged left, right door hinged right standard | 0 | 0 | Column Missing
502 | 2 | UTILITY RACK | Bun Pan Rack, mobile, full height, end loading, open sides, accommodates (20) 18" x 26" pans, slides on 3" centers, all welded aluminum construction, (4) 5" platform casters, NSF, Made in USA | 539 | 1078 | Column Missing
| 2 |  | Lifetime warranty against rust & corrosion, 5 year workmanship and material defects warranty, standard | 0 | 0 | Column Missing
| 2 |  | 5" platform type casters, std. | 0 | 0 | Column Missing
| 2 |  | Perimeter bumper, non-marking gray rubber strip, adds 2" to length & width (MUST BE FACTORY INSTALLED) | 170.5 | 341 | Column Missing
503 | 1 | Roll-in Refrigerator | SPEC SERIES® Refrigerator, roll-in, (2) stainless steel doors with locks, cam-lift hinges, digital temperature control, incandescent interior lighting, stainless steel ramps, stainless steel front & sides, aluminum interior, 1/2 HP, 115v/60/1-ph, 11.8 amps, NEMA 5-15P, (accommodates 27"W x 29"D x 66"H carts, NOT included), cULus, UL EPH Classified, Made in USA | 14634 | 14634 | Column Missing
| 1 |  | 7 year compressor warranty, 7 years parts warranty, 7 year labor warranty, standard. Visit www.truemfg.com for specifics. | 0 | 0 | Column Missing
| 1 |  | Left door hinged left, right door hinged right standard | 0 | 0 | Column Missing
504 | 2 | UTILITY RACK | Bun Pan Rack, mobile, full height, end loading, open sides, accommodates (20) 18" x 26" pans, slides on 3" centers, all welded aluminum construction, (4) 5" platform casters, NSF, Made in USA | 539 | 1078 | Column Missing
| 2 |  | Lifetime warranty against rust & corrosion, 5 year workmanship and material defects warranty, standard | 0 | 0 | Column Missing
| 2 |  | 5" platform type casters, std. | 0 | 0 | Column Missing
| 2 |  | Perimeter bumper, non-marking gray rubber strip, adds 2" to length & width (MUST BE FACTORY INSTALLED) | 170.5 | 341 | Column Missing
505 | 0 | SpareNo | SpareNo | 0 | 0 | Column Missing
506 | 1 | HAND SINK | Hand Sink, wall mounted, 14" wide x 10" front-to-back x 5" deep bowl, 20 gauge 304 stainless steel, with splash mounted gooseneck faucet with wrist blades, basket drain, wall bracket, NSF, cCSAus | 499 | 499 | Column Missing
| 1 |  | P-trap, heavy duty, 1-1/2", 17 gauge | 93.5 | 93.5 | Column Missing
| 1 |  | Welded Side Splash, 12"H (installed height), both sides, for hand sinks with 14" wide x 10" front-to-back bowl, splash mounted faucets | 356.5 | 356.5 | Column Missing
507 | 1 | TRASH RECEPTACLE | Slim Jim® Container, 23 gallon, 22"W x 11"D x 30"H, with venting channels, molded-in handles, general purpose waste, open type without lid, high-impact plastic construction, gray, Made in USA | 47.13 | 47.13 | Column Missing
508 | 1 | POT SINK |  | 0 | 0 | Column Missing
509 | 0 | SpareNo | SpareNo | 0 | 0 | Column Missing
510 | 0 | SpareNo | SpareNo | 0 | 0 | Column Missing
511 | 1 | POT SHELF |  | 0 | 0 | Column Missing
512 | 1 | Mop Sink Cabinet | Cabinet with Mop Sink, 25-3/16"W x 22-3/4"D x 84"H, mop sink base with drain (bowl 16” x 20” x 12”), left hinged door, (2) mop holders, (1) fixed intermediate shelf, slotted side panels for ventilation, 16/304 series stainless steel sink bowl, 18/304 series stainless steel sink bowl apron, 18/430 series stainless steel cabinet, NSF (right hinged door available on request) | 5041 | 5041 | Column Missing
| 1 |  | Service Sink Faucet, wall mount, heavy duty, 8" OC, 6-1/2" spout, with hose thread & pail hook, vacuum breaker spout, wall braced, chrome-plated brass | 483 | 483 | Column Missing
513 | 4 | BANQUET HEATED CABINET | Gridless Heated Transport Cart, accommodates (7) 18"x26" sheet pans or (14) 12"x20" steam table pans; stainless steel construction, insulated, digital thermometer with LED display, 6" balloon plate casters (2-swivel, 2-brake), perimeter bumper, AC or DC operation, (2) rechargeable 12v batteries, cULus | 10479 | 41916 | Column Missing
| 4 |  | 1 Year parts & labor warranty, standard | 0 | 0 | Column Missing
| 4 |  | 120v/60/1-ph, 1300 watts, 10.8 amps, NEMA 5-20P, sandard | 0 | 0 | Column Missing
514 | 1 | PLATING TABLE |  | 0 | 0 | Column Missing
515 | 0 | SpareNo | SpareNo | 0 | 0 | Column Missing
516 | 3 | DISH DOLLY | Poker Chip Dish Dolly, 26-5/8"W x 26-5/8"D x 31-15/16"H, adjustable, dish size 4-1/4" to 11-3/4", removable dividers & towers, two-handed access, recessed handles, 5"Dia. swivel casters with neoprene wheels (2 with brakes), chip-resistant polymer shell with Microban® antimicrobial protection, aesthetic blue, vinyl dust/water splash cover, NSF | 1116.5 | 3349.5 | Column Missing
517 | 0 | SpareNo | SpareNo | 0 | 0 | Column Missing
518 | 0 | SpareNo | SpareNo | 0 | 0 | Column Missing
519 | 0 | SpareNo | SpareNo | 0 | 0 | Column Missing
520-530 | 0 | SpareNo | SpareNo | 0 | 0 | Column Missing
531 | 1 | Queen Mary | Queen Mary Utility Cart, (5) 27" x 60"shelves with flanged down edges spaced 12" apart, open welded tubular frame, (1) heavy duty push handle, aluminum construction, full extension bumper, 8" poly. casters, 1200 lb. capacity | 2632 | 2632 | Column Missing
532 | 1 | Queen Mary | Queen Mary Utility Cart, (5) 27" x 60"shelves with flanged down edges spaced 12" apart, open welded tubular frame, (1) heavy duty push handle, aluminum construction, full extension bumper, 8" poly. casters, 1200 lb. capacity | 2632 | 2632 | Column Missing
533 | 1 | WATER FILTRATION SYSTEM | AquaPatrol™ Plus Water Filtration System, triple system, 6.3 gallons per minute max flow, designed for cubers over 1,200 lb, cULus, NSF | 833 | 833 | Column Missing
| 1 |  | NOTE: Sale of this product must comply with Scotsman's MSRP Policy; contact your Scotsman representative for details | 0 | 0 | Column Missing
534 | 1 | ICE MAKER | Prodigy ELITE® Ice Maker, cube style, air-cooled, self-contained condenser, production capacity up to 1909 lb/24 hours at 70°/50°, small cube size,preservation mode, external bin full indicator, AutoAlert™ indicating lights, WaterSense adjustable purge control, one-touch cleaning, harvest assist, external removable air filter, unit specific QR code, stainless steel finish, AgION™ antimicrobial protection, 230v/50/1-ph, 25.5 amps, NSF, engineered and assembled in USA (Export Model, 50hz version) | 11784.5 | 11784.5 | Column Missing
| 1 |  | NOTE: Sale of this product must comply with Scotsman's MSRP Policy; contact your Scotsman representative for details | 0 | 0 | Column Missing
| 1 |  | 3 year parts & labor warranties (Warranty valid in North, South, Central America & The Caribbean for commercial installations) | 0 | 0 | Column Missing
| 1 |  | 5 year parts & labor warranties on Evaporator (Warranty valid in North, South, Central America & The Caribbean for commercial installations) | 0 | 0 | Column Missing
| 1 |  | 5 year parts on compressor & condenser (Warranty valid in North, South, Central America & The Caribbean for commercial installations) | 0 | 0 | Column Missing
535 | 0 | SpareNo | SpareNo | 0 | 0 | Column Missing
536 | 1 | ICE BIN | Upright Ice Storage Bin, with top-hinged spring loaded front opening door, 1660 lb application capacity, for top mounted ice makers, 60" width, stainless steel exterior, polyurethane insulation, corrosion resistant bin liner, first ice in first ice out design, 6" adjustable legs, includes 82 oz. plastic ice scoop, includes stainless steel universal adapter plate for most ice maker configurations, NSF, engineered and assembled in USA | 7399.5 | 7399.5 | Column Missing
| 1 |  | NOTE: Sale of this product must comply with Scotsman's MSRP Policy; contact your Scotsman representative for details | 0 | 0 | Column Missing
| 1 |  | 5 year parts & labor warranties | 0 | 0 | Column Missing
| 1 |  | NOTE: Bins include universal bin top filler panels for use with most applications | 0 | 0 | Column Missing
| 1 |  | 6" adjustable leveling legs, standard | 0 | 0 | Column Missing
537 | 1 | FLOOR TROUGH AND GRATE |  | 0 | 0 | Column Missing
538 | 1 | HAND SINK | Hand Sink, wall mounted, 14" wide x 10" front-to-back x 5" deep bowl, 20 gauge 304 stainless steel, with splash mounted gooseneck faucet with wrist blades, basket drain, wall bracket, NSF, cCSAus | 499 | 499 | Column Missing
| 1 |  | P-trap, heavy duty, 1-1/2", 17 gauge | 93.5 | 93.5 | Column Missing
| 1 |  | Welded Side Splash, 12"H (installed height), both sides, for hand sinks with 14" wide x 10" front-to-back bowl, splash mounted faucets | 356.5 | 356.5 | Column Missing
539 | 0 | SpareNo | SpareNo | 0 | 0 | Column Missing
540 | 0 | SpareNo | SpareNo | 0 | 0 | Column Missing
541 | 1 | TRASH RECEPTACLE | Slim Jim® Container, 23 gallon, 22"W x 11"D x 30"H, with venting channels, molded-in handles, general purpose waste, open type without lid, high-impact plastic construction, gray, Made in USA | 61.27 | 61.27 | Column Missing
542 | 2 | GLASS RACK DOLLY | Dolly, for Cup/Glass Rack, platform design, single stack, designed for 20" x 20" racks, all aluminum construction, with corner bumpers & handle | 484 | 968 | Column Missing
543 | 1 | BEVERAGE COUNTER WITH GLASS FILL SINK |  | 0 | 0 | Column Missing
544 | 1 | Glass Filler | Banquet Room Glass Filler, deck-mounted, single control valve, vertical riser with flex hose, gooseneck spring, glass filler valve, insulated handle, with wall bracket | 269.5 | 269.5 | Column Missing
545 | 0 | SpareNo | SpareNo | 0 | 0 | Column Missing
546 | 1 | TEA BREWER | Extractor Plus™ Series Multi Beverage Brewer System, tall, 3 L coffee & 3 gallons of iced tea output, 4.4 gallons per hour, digital touchpad operation, adjustable brew time & volume, streamlined programming & diagnostic, USB, hot water faucet, fits airpots & iced tea dispensers (Not included), 1.7kW heater, 120v/60/1-ph, 14.7 amps, 1.8 kW, NEMA 5-15P, cULus, NSF | 889 | 889 | Column Missing
| 1 |  | NOTE: Pricing and specifications subject to change with or without notice - Please call 1.800.FETCO.99 for confirmation | 0 | 0 | Column Missing
| 1 |  | Circuit board: 3 year parts & 1 year labor warranty, standard | 0 | 0 | Column Missing
| 1 |  | Electro-mechanical parts: 2 year parts & 1 year labor warranty, standard | 0 | 0 | Column Missing
| 1 |  | All other parts: 1 year parts & 1 year labor warranty, standard | 0 | 0 | Column Missing
547 | 1 | Water Filtration System | Insurice® Water Filtration System, Insurice® Single-i2000², Single, (1) i2000² Micro-Pure® II Precoat primary filtration cartridge, reduces chlorine, taste & odor, inhibits scale, outlet pressure gauge, flushing valve, 9,000 gallons, 1.67 gpm, 0.5 micron, 3/8" inlet, 3/8" outlet, NSF 42 & 53 (EV932401) | 231.2 | 231.2 | Column Missing
548 | 1 | Hot Water Dispenser | Hot Water Boiler, electric, single, automatic, 15 gallon, on/off switch, insulated side & top, top mounted controls, drain valve, faucet guard protector, controlled refill to maintain consistent temperature out of the faucet no matter how full the boiler, stainless steel construction, 2 x 3.0kW heater, 120/208-240v, 1-ph, 3+G wires, 22.0 - 25.4 max amp draw, 4.6 - 6.1kW, terminal block, 11.0 - 15.0 gallons per hour, UL, cUL, NSF | 1596 | 1596 | Column Missing
| 1 |  | NOTE: Pricing and specifications subject to change with or without notice - Please call 1.800.FETCO.99 for confirmation | 0 | 0 | Column Missing
| 1 |  | Circuit board: 3 year parts & 1 year labor warranty, standard | 0 | 0 | Column Missing
| 1 |  | Electro-mechanical parts: 2 year parts & 1 year labor warranty, standard | 0 | 0 | Column Missing
| 1 |  | All other parts: 1 year parts & 1 year labor warranty, standard | 0 | 0 | Column Missing
549 | 0 | SpareNo | SpareNo | 0 | 0 | Column Missing
550 | 0 | SpareNo | SpareNo | 0 | 0 | Column Missing
551 | 1 | Coffee Brewer | Extractor NG™ Series Coffee Brewer, twin, 2.0 gallon capacity, LED touchscreen interface, brew status indicator light, ECO mode, USB plug-in feature, manual hot water service, stainless steel brew basket, dual phase (specify), 15 gallons per hour, cULus, NSF (Use with FETCO D449/D480/D009 - sold separately) | 2350 | 2350 | Column Missing
| 1 |  | NOTE: Pricing and specifications subject to change with or without notice - Please call 1.800.FETCO.99 for confirmation | 0 | 0 | Column Missing
| 1 |  | Circuit board: 3 year parts & 1 year labor warranty, standard | 0 | 0 | Column Missing
| 1 |  | Electro-mechanical parts: 2 year parts & 1 year labor warranty, standard | 0 | 0 | Column Missing
| 1 |  | All other parts: 1 year parts & 1 year labor warranty, standard | 0 | 0 | Column Missing
| 1 |  | (2) 3.0kW heater, 208-240v/60/1-ph, 2+G wires, 4.5-6.0kW, terminal block, 22.2-25.5 amps, 15.9 gal/hr, standard | 0 | 0 | Column Missing
552 | 1 | Reach-In Refrigerator | SPEC SERIES® Refrigerator, reach-in, one-section, (2) stainless steel half doors with locks, cam-lift hinges, digital temperature control, (3) chrome shelves, LED interior lights, stainless steel front & sides, aluminum interior sides & walls, stainless floor & ceiling, 5" castors, R290 Hydrocarbon refrigerant, 1/4 HP, 115v/60/1-ph, 3.8 amps, NEMA 5-15P, cULus, UL EPH Classified, Made in USA, ENERGY STAR® | 9494 | 9494 | Column Missing
| 1 |  | 7 year compressor warranty, 7 years parts warranty, 7 year labor warranty, standard. Visit www.truemfg.com for specifics. | 0 | 0 | Column Missing
| 1 |  | Door hinged right standard | 0 | 0 | Column Missing
| 1 |  | (3) chrome shelves & shelf supports standard per section | 0 | 0 | Column Missing
| 1 |  | 5" castors (set of 4), standard | 0 | 0 | Column Missing
553 | 1 | Queen Mary | Queen Mary Utility Cart, (5) 27" x 60"shelves with flanged down edges spaced 12" apart, open welded tubular frame, (1) heavy duty push handle, aluminum construction, full extension bumper, 8" poly. casters, 1200 lb. capacity | 2632 | 2632 | Column Missing
554 | 0 | SpareNo | SpareNo | 0 | 0 | Column Missing
555-600 | 0 | SpareNo | SpareNo | 0 | 0 | Column Missing
LOBBY BAR AREA
601 | 1 | BAR TOP AND DIE | MILLWORK BY GENERAL CONTRACTOR | 0 | 0 | Column Missing
602 | 1 | DRIP TROUGH |  | 0 | 0 | Column Missing
603 | 1 | FILLER PIECE |  | 0 | 0 | Column Missing
604 | 1 | TRASH UNIT | TSF Series Trash Receptacle Top Cover, 12"W x 24"D x 13-9/16"H, stainless steel construction (wastebasket is not included), 6"H backsplash, 8-3/8" x 6-3/8" opening for trash (requires support by adjacent underbar equipment or accessory end panel & leg kit) | 451 | 451 | Column Missing
| 1 |  | 6" Backsplash standard | 0 | 0 | Column Missing
605 | 0 | SpareNo | SpareNo | 0 | 0 | Column Missing
606 | 1 | FILLER PIECE |  | 0 | 0 | Column Missing
607 | 1 | DUMP SINK | TS Series Underbar Wet Waste Sink Unit, 12"W x 18-9/16"D, 10" wide x 14" front-to-back x 9-1/4" deep 18 gauge stainless steel sink, backsplash, 4" OC splash mount faucet holes, 1-1/2" NPS male drain, stainless steel construction, Perlick Quick Clamp tool less leg attachment, stainless steel legs with 1" adjustable thermoplastic feet | 750 | 750 | Column Missing
| 1 |  | 6" Backsplash standard | 0 | 0 | Column Missing
| 1 |  | Front Loading Faucet, wall/splash mount, lead free, gooseneck spout, faucet valves includes: built-in check valves to prevent back flow or across flow, (2) 3/8" O.D. x 3/8" O.D. x 18", braided stainless steel supply lines included | 286.5 | 286.5 | Column Missing
| 1 |  | Perforated Wet Waste Pan, 7 quart capacity, stainless steel (10-3/8" x 12-3/4" x 4" deep) | 92.5 | 92.5 | Column Missing
| 1 |  | End Splash, right, 6", for TS or TSF series | 112.5 | 112.5 | Column Missing
| 1 |  | End Splash, left, 6", for TS or TSF series | 112.5 | 112.5 | Column Missing
608 | 1 | COCKTAIL STATION | Tobin Ellis Signature Ice Chest, modular, 24"W, approximately 50 lbs. ice capacity, 6"H backsplash with 1" return, ABS plastic top ledge, stainless steel top & sides, stainless steel interior, galvanized steel back & bottom, 1/2" NPS drain, stainless steel legs with adjustable thermoplastic feet, NSF | 1157.5 | 1157.5 | Column Missing
| 1 |  | 6" Backsplash standard | 0 | 0 | Column Missing
| 1 |  | Covers MUST be selected to satisfy NSF and/or local code requirements | 0 | 0 | Column Missing
| 1 |  | Tobin Ellis Signature Ice Chest Covers, 3-piece sliding assembly, 24"W, front & back, stainless steel (for TSC24 ice chests) | 201 | 201 | Column Missing
| 2 |  | Tobin Ellis Signature Ice Bin Divider, stainless steel, for TSC series ice chests | 70 | 140 | Column Missing
609 | 0 | SpareNo | SpareNo | 0 | 0 | Column Missing
610 | 0 | SpareNo | SpareNo | 0 | 0 | Column Missing
611 | 1 | DOUBLE Speed Rail | Speed Rail, double, 36" W, stainless steel construction, factory installed | 335 | 335 | Column Missing
612 | 1 | FILLER PIECE |  | 0 | 0 | Column Missing
613 | 1 | Soda Gun HOLDER | TSF Series Soda Gun Filler Section, 4"W x 24"D x 22"H, all stainless steel construction, universal design accepts either Wunder-Bar® & Schroeder America™ 8-14 product soda manifolds & drip cups (accepts only NON-FLOW CONTROL manifolds that don't exceed 3" in overall thickness), interior mounted manifold conceals soda lines, tool-less removal of top cover provides easy access, integrated drip cup mounting allows concealed routing of drip tube to waste drain, accessory speed rails can bypass or terminate on Soda Gun Filler, soda manifold, hose gun & drip cup NOT included, NSF | 496 | 496 | Column Missing
614 | 1 | SODA GUN | BY VENDOR | 0 | 0 | Column Missing
615 | 0 | SpareNo | SpareNo | 0 | 0 | Column Missing
616 | 1 | FILLER PIECE |  | 0 | 0 | Column Missing
617 | 1 | Undercounter Refrigerator | C-Series Refrigerator, undercounter, 23-7/8"W x 24"D, self-contained refrigeration, 34°F to 42°F temperature range, 5.3 cu. ft. interior volume, digital thermostat & control, LED interior lighting, (2) black vinyl-coated full extension shelves (adjustable) & (1) black-vinyl coated floor rack, (1) hinged door, front vented, self-evaporating condensate pan, galvanized back & base, stainless steel top, sides, & interior, R600a, 115v/60/1-ph, 1.6 amps, NEMA 5-15P, NSF, cULus, ETL-Sanitation | 3221 | 3221 | Column Missing
| 1 |  | WARNING: The materials used in this product may contain chemicals known to the State of California to cause cancer and birth defects or other reproductive harm. For more information go to www.P65Warnings.ca.gov | 0 | 0 | Column Missing
| 1 |  | 5 yr. compressor warranty, 1 yr. parts & labor warranty | 0 | 0 | Column Missing
| 1 |  | Door finish: glass with stainless steel frame | 280 | 280 | Column Missing
| 1 |  | Left hinged(nc) | 0 | 0 | Column Missing
| 1 |  | Full length, 24", stainless steel grip with chrome endcaps | 0 | 0 | Column Missing
| 1 |  | Door lock, chrome | 94 | 94 | Column Missing
| 1 |  | No dispensing | 0 | 0 | Column Missing
| 1 |  | Casters, 3-3/4", includes mounting platform (set of 4) | 295.5 | 295.5 | Column Missing
618 | 1 | DRAINBOARD TOP |  | 0 | 0 | Column Missing
619 | 0 | SpareNo | SpareNo | 0 | 0 | Column Missing
620 | 0 | SpareNo | SpareNo | 0 | 0 | Column Missing
621 | 1 | FILLER PIECE |  | 0 | 0 | Column Missing
622 | 1 | Drainboard | Underbar Storage Cabinet 24"W x 24"D, 4" or 6"H backsplash with 1" return at top, pitched drainboard top with 1-1/2" NPS drain socket with 1/2" OD barb & 1/2" ID anti-microbial tubing, 1-1/2" NPS male drain center back of cabinet bottom, (1) adjustable intermediate shelf, stainless steel construction, Perlick Quick Clamp stainless steel legs & adjustable feet, NSF Listed | 1142.5 | 1142.5 | Column Missing
| 1 |  | 6" backsplash | 0 | 0 | Column Missing
| 2 |  | Perlick Flex Mount Leg Relocation Kit, Includes: (1) Rails, (1) Bolts, and (1)Tightening Knobs | 50 | 100 | Column Missing
| 1 |  | TSF Series 24"W Perforated Drainboard Insert, 'Stadium' shaped perforations, stainless steel construction, factory installed | 145 | 145 | Column Missing
623 | 1 | FILLER PIECE |  | 0 | 0 | Column Missing
624 | 1 | Glasswasher | Underbar Glasswasher, door type, 24"W, low temperature chemical sanitizing, (30) 20" x 20" racks per hour, 12-1/8" maximum glass height, upper & lower stainless steel wash arms with reinforced caps, built-in chemical pumps & deliming system, pumped drain, stainless steel construction, 4" adjustable legs, 1 HP wash pump motor, 115v/60/1-ph, 16.0 amps, NSF, UL | 7760 | 7760 | Column Missing
| 1 |  | 1 yr. parts & labor warranty | 0 | 0 | Column Missing
625 | 0 | SpareNo | SpareNo | 0 | 0 | Column Missing
626 | 1 | FILLER PIECE |  | 0 | 0 | Column Missing
627 | 1 | Drainboard | Underbar Storage Cabinet 24"W x 24"D, 4" or 6"H backsplash with 1" return at top, pitched drainboard top with 1-1/2" NPS drain socket with 1/2" OD barb & 1/2" ID anti-microbial tubing, 1-1/2" NPS male drain center back of cabinet bottom, (1) adjustable intermediate shelf, stainless steel construction, Perlick Quick Clamp stainless steel legs & adjustable feet, NSF Listed | 1142.5 | 1142.5 | Column Missing
| 1 |  | 6" backsplash | 0 | 0 | Column Missing
| 2 |  | Perlick Flex Mount Leg Relocation Kit, Includes: (1) Rails, (1) Bolts, and (1)Tightening Knobs | 50 | 100 | Column Missing
| 1 |  | TSF Series 24"W Perforated Drainboard Insert, 'Stadium' shaped perforations, stainless steel construction, factory installed | 145 | 145 | Column Missing
628 | 1 | TRASH RECEPTACLE | Slim Jim® Container, 23 gallon, 22"W x 11"D x 30"H, with venting channels, molded-in handles, general purpose waste, open type without lid, high-impact plastic construction, gray, Made in USA | 47.13 | 47.13 | Column Missing
629 | 0 | SpareNo | SpareNo | 0 | 0 | Column Missing
630 | 0 | SpareNo | SpareNo | 0 | 0 | Column Missing
631 | 1 | FILLER PIECE |  | 0 | 0 | Column Missing
632 | 1 | Hand Sink | TSF Series Underbar Hand Sink Unit, 12"W x 24"D, 10" wide x 14" front-to-back x 9-1/4" deep 18 gauge stainless steel sink, backsplash, 4" OC splash mount faucet holes, (16) oz. pump soap dispenser integrated into front apron, C-fold paper towel dispenser integrated into front apron, stainless steel hinged door with magnetic catches, 1-1/2" NPS male drain, stainless steel construction, Perlick Quick Clamp tool less leg attachment, stainless steel legs with 1" adjustable thermoplastic feet | 1050 | 1050 | Column Missing
| 1 |  | 6" Backsplash standard | 0 | 0 | Column Missing
| 2 |  | Perlick Flex Mount Leg Relocation Kit, Includes: (1) Rails, (1) Bolts, and (1)Tightening Knobs | 50 | 100 | Column Missing
| 1 |  | Front Loading Faucet, wall/splash mount, lead free, gooseneck spout, faucet valves includes: built-in check valves to prevent back flow or across flow, (2) 3/8" O.D. x 3/8" O.D. x 18", braided stainless steel supply lines included | 286.5 | 286.5 | Column Missing
| 1 |  | Perforated Wet Waste Pan, 7 quart capacity, stainless steel (10-3/8" x 12-3/4" x 4" deep) | 92.5 | 92.5 | Column Missing
| 1 |  | End Splash, right, 6", for TS or TSF series | 112.5 | 112.5 | Column Missing
| 1 |  | End Splash, left, 6", for TS or TSF series | 112.5 | 112.5 | Column Missing
633 | 1 | FILLER PIECE |  | 0 | 0 | Column Missing
634 | 1 | Drainboard | Underbar Storage Cabinet 24"W x 24"D, 4" or 6"H backsplash with 1" return at top, pitched drainboard top with 1-1/2" NPS drain socket with 1/2" OD barb & 1/2" ID anti-microbial tubing, 1-1/2" NPS male drain center back of cabinet bottom, (1) adjustable intermediate shelf, stainless steel construction, Perlick Quick Clamp stainless steel legs & adjustable feet, NSF Listed | 1142.5 | 1142.5 | Column Missing
| 1 |  | 6" backsplash | 0 | 0 | Column Missing
| 2 |  | Perlick Flex Mount Leg Relocation Kit, Includes: (1) Rails, (1) Bolts, and (1)Tightening Knobs | 50 | 100 | Column Missing
| 1 |  | TSF Series 24"W Perforated Drainboard Insert, 'Stadium' shaped perforations, stainless steel construction, factory installed | 145 | 145 | Column Missing
| 1 |  | Field reversable door and lock set for 24"W storage cabinets, Factory Installed | 312.5 | 312.5 | Column Missing
635 | 0 | SpareNo | SpareNo | 0 | 0 | Column Missing
636 | 1 | FILLER PIECE |  | 0 | 0 | Column Missing
637 | 1 | TRASH UNIT | TSF Series Trash Receptacle Top Cover, 12"W x 24"D x 13-9/16"H, stainless steel construction (wastebasket is not included), 6"H backsplash, 8-3/8" x 6-3/8" opening for trash (requires support by adjacent underbar equipment or accessory end panel & leg kit) | 451 | 451 | Column Missing
| 1 |  | 6" Backsplash standard | 0 | 0 | Column Missing
638 | 1 | FILLER PIECE |  | 0 | 0 | Column Missing
639 | 0 | SpareNo | SpareNo | 0 | 0 | Column Missing
640 | 0 | SpareNo | SpareNo | 0 | 0 | Column Missing
641 | 1 | DUMP SINK | TS Series Underbar Wet Waste Sink Unit, 12"W x 18-9/16"D, 10" wide x 14" front-to-back x 9-1/4" deep 18 gauge stainless steel sink, backsplash, 4" OC splash mount faucet holes, 1-1/2" NPS male drain, stainless steel construction, Perlick Quick Clamp tool less leg attachment, stainless steel legs with 1" adjustable thermoplastic feet | 750 | 750 | Column Missing
| 1 |  | 6" Backsplash standard | 0 | 0 | Column Missing
| 1 |  | Front Loading Faucet, wall/splash mount, lead free, gooseneck spout, faucet valves includes: built-in check valves to prevent back flow or across flow, (2) 3/8" O.D. x 3/8" O.D. x 18", braided stainless steel supply lines included | 286.5 | 286.5 | Column Missing
| 1 |  | Perforated Wet Waste Pan, 7 quart capacity, stainless steel (10-3/8" x 12-3/4" x 4" deep) | 92.5 | 92.5 | Column Missing
| 1 |  | End Splash, right, 6", for TS or TSF series | 112.5 | 112.5 | Column Missing
| 1 |  | End Splash, left, 6", for TS or TSF series | 112.5 | 112.5 | Column Missing
642 | 1 | COCKTAIL STATION | Tobin Ellis Signature Ice Chest, modular, 24"W, approximately 50 lbs. ice capacity, 6"H backsplash with 1" return, ABS plastic top ledge, stainless steel top & sides, stainless steel interior, galvanized steel back & bottom, 1/2" NPS drain, stainless steel legs with adjustable thermoplastic feet, NSF | 1157.5 | 1157.5 | Column Missing
| 1 |  | 6" Backsplash standard | 0 | 0 | Column Missing
| 1 |  | Covers MUST be selected to satisfy NSF and/or local code requirements | 0 | 0 | Column Missing
| 1 |  | Tobin Ellis Signature Ice Chest Covers, 3-piece sliding assembly, 24"W, front & back, stainless steel (for TSC24 ice chests) | 201 | 201 | Column Missing
| 2 |  | Tobin Ellis Signature Ice Bin Divider, stainless steel, for TSC series ice chests | 70 | 140 | Column Missing
643 | 1 | DOUBLE Speed Rail | Speed Rail, double, 36" W, stainless steel construction, factory installed | 335 | 335 | Column Missing
644 | 1 | FILLER PIECE |  | 0 | 0 | Column Missing
645 | 0 | SpareNo | SpareNo | 0 | 0 | Column Missing
646 | 1 | Soda Gun HOLDER | TSF Series Soda Gun Filler Section, 4"W x 24"D x 22"H, all stainless steel construction, universal design accepts either Wunder-Bar® & Schroeder America™ 8-14 product soda manifolds & drip cups (accepts only NON-FLOW CONTROL manifolds that don't exceed 3" in overall thickness), interior mounted manifold conceals soda lines, tool-less removal of top cover provides easy access, integrated drip cup mounting allows concealed routing of drip tube to waste drain, accessory speed rails can bypass or terminate on Soda Gun Filler, soda manifold, hose gun & drip cup NOT included, NSF | 496 | 496 | Column Missing
647 | 1 | SODA GUN | BY VENDOR | 0 | 0 | Column Missing
648 | 1 | FILLER PIECE |  | 0 | 0 | Column Missing
649 | 0 | SpareNo | SpareNo | 0 | 0 | Column Missing
650 | 0 | SpareNo | SpareNo | 0 | 0 | Column Missing
651 | 1 | Undercounter Refrigerator | C-Series Refrigerator, undercounter, 23-7/8"W x 24"D, self-contained refrigeration, 34°F to 42°F temperature range, 5.3 cu. ft. interior volume, digital thermostat & control, LED interior lighting, (2) black vinyl-coated full extension shelves (adjustable) & (1) black-vinyl coated floor rack, (1) hinged door, front vented, self-evaporating condensate pan, galvanized back & base, stainless steel top, sides, & interior, R600a, 115v/60/1-ph, 1.6 amps, NEMA 5-15P, NSF, cULus, ETL-Sanitation | 3221 | 3221 | Column Missing
| 1 |  | WARNING: The materials used in this product may contain chemicals known to the State of California to cause cancer and birth defects or other reproductive harm. For more information go to www.P65Warnings.ca.gov | 0 | 0 | Column Missing
| 1 |  | 5 yr. compressor warranty, 1 yr. parts & labor warranty | 0 | 0 | Column Missing
| 1 |  | Door finish: glass with stainless steel frame | 280 | 280 | Column Missing
| 1 |  | Left hinged(nc) | 0 | 0 | Column Missing
| 1 |  | Full length, 24", stainless steel grip with chrome endcaps | 0 | 0 | Column Missing
| 1 |  | Door lock, chrome | 94 | 94 | Column Missing
| 1 |  | No dispensing | 0 | 0 | Column Missing
| 1 |  | Casters, 3-3/4", includes mounting platform (set of 4) | 295.5 | 295.5 | Column Missing
652 | 1 | DRAINBOARD TOP |  | 0 | 0 | Column Missing
653 | 1 | FILLER PIECE |  | 0 | 0 | Column Missing
654 | 1 | Drainboard | Underbar Storage Cabinet 24"W x 24"D, 4" or 6"H backsplash with 1" return at top, pitched drainboard top with 1-1/2" NPS drain socket with 1/2" OD barb & 1/2" ID anti-microbial tubing, 1-1/2" NPS male drain center back of cabinet bottom, (1) adjustable intermediate shelf, stainless steel construction, Perlick Quick Clamp stainless steel legs & adjustable feet, NSF Listed | 1142.5 | 1142.5 | Column Missing
| 1 |  | 6" backsplash | 0 | 0 | Column Missing
| 2 |  | Perlick Flex Mount Leg Relocation Kit, Includes: (1) Rails, (1) Bolts, and (1)Tightening Knobs | 50 | 100 | Column Missing
| 1 |  | TSF Series 24"W Perforated Drainboard Insert, 'Stadium' shaped perforations, stainless steel construction, factory installed | 145 | 145 | Column Missing
655 | 0 | SpareNo | SpareNo | 0 | 0 | Column Missing
656 | 1 | FILLER PIECE |  | 0 | 0 | Column Missing
657 | 1 | TRASH UNIT | TSF Series Trash Receptacle Top Cover, 12"W x 24"D x 13-9/16"H, stainless steel construction (wastebasket is not included), 6"H backsplash, 8-3/8" x 6-3/8" opening for trash (requires support by adjacent underbar equipment or accessory end panel & leg kit) | 451 | 451 | Column Missing
| 1 |  | 6" Backsplash standard | 0 | 0 | Column Missing
658 | 1 | FILLER PIECE |  | 0 | 0 | Column Missing
659 | 0 | SpareNo | SpareNo | 0 | 0 | Column Missing
660 | 0 | SpareNo | SpareNo | 0 | 0 | Column Missing
661 | 1 | DUMP SINK | TS Series Underbar Wet Waste Sink Unit, 12"W x 18-9/16"D, 10" wide x 14" front-to-back x 9-1/4" deep 18 gauge stainless steel sink, backsplash, 4" OC splash mount faucet holes, 1-1/2" NPS male drain, stainless steel construction, Perlick Quick Clamp tool less leg attachment, stainless steel legs with 1" adjustable thermoplastic feet | 750 | 750 | Column Missing
| 1 |  | 6" Backsplash standard | 0 | 0 | Column Missing
| 1 |  | Front Loading Faucet, wall/splash mount, lead free, gooseneck spout, faucet valves includes: built-in check valves to prevent back flow or across flow, (2) 3/8" O.D. x 3/8" O.D. x 18", braided stainless steel supply lines included | 286.5 | 286.5 | Column Missing
| 1 |  | Perforated Wet Waste Pan, 7 quart capacity, stainless steel (10-3/8" x 12-3/4" x 4" deep) | 92.5 | 92.5 | Column Missing
| 1 |  | End Splash, right, 6", for TS or TSF series | 112.5 | 112.5 | Column Missing
| 1 |  | End Splash, left, 6", for TS or TSF series | 112.5 | 112.5 | Column Missing
662 | 1 | COCKTAIL STATION | Tobin Ellis Signature Ice Chest, modular, 24"W, approximately 50 lbs. ice capacity, 6"H backsplash with 1" return, ABS plastic top ledge, stainless steel top & sides, stainless steel interior, galvanized steel back & bottom, 1/2" NPS drain, stainless steel legs with adjustable thermoplastic feet, NSF | 1157.5 | 1157.5 | Column Missing
| 1 |  | 6" Backsplash standard | 0 | 0 | Column Missing
| 1 |  | Covers MUST be selected to satisfy NSF and/or local code requirements | 0 | 0 | Column Missing
| 1 |  | Tobin Ellis Signature Ice Chest Covers, 3-piece sliding assembly, 24"W, front & back, stainless steel (for TSC24 ice chests) | 201 | 201 | Column Missing
| 2 |  | Tobin Ellis Signature Ice Bin Divider, stainless steel, for TSC series ice chests | 70 | 140 | Column Missing
663 | 1 | DOUBLE Speed Rail | Speed Rail, double, 36" W, stainless steel construction, factory installed | 335 | 335 | Column Missing
664 | 1 | FILLER PIECE |  | 0 | 0 | Column Missing
665 | 0 | SpareNo | SpareNo | 0 | 0 | Column Missing
666 | 1 | Soda Gun HOLDER | TSF Series Soda Gun Filler Section, 4"W x 24"D x 22"H, all stainless steel construction, universal design accepts either Wunder-Bar® & Schroeder America™ 8-14 product soda manifolds & drip cups (accepts only NON-FLOW CONTROL manifolds that don't exceed 3" in overall thickness), interior mounted manifold conceals soda lines, tool-less removal of top cover provides easy access, integrated drip cup mounting allows concealed routing of drip tube to waste drain, accessory speed rails can bypass or terminate on Soda Gun Filler, soda manifold, hose gun & drip cup NOT included, NSF | 496 | 496 | Column Missing
667 | 1 | SODA GUN | BY VENDOR | 0 | 0 | Column Missing
668 | 1 | FILLER PIECE |  | 0 | 0 | Column Missing
669 | 0 | SpareNo | SpareNo | 0 | 0 | Column Missing
670 | 0 | SpareNo | SpareNo | 0 | 0 | Column Missing
671 | 1 | Undercounter Refrigerator | C-Series Refrigerator, undercounter, 23-7/8"W x 24"D, self-contained refrigeration, 34°F to 42°F temperature range, 5.3 cu. ft. interior volume, digital thermostat & control, LED interior lighting, (2) black vinyl-coated full extension shelves (adjustable) & (1) black-vinyl coated floor rack, (1) hinged door, front vented, self-evaporating condensate pan, galvanized back & base, stainless steel top, sides, & interior, R600a, 115v/60/1-ph, 1.6 amps, NEMA 5-15P, NSF, cULus, ETL-Sanitation | 3221 | 3221 | Column Missing
| 1 |  | WARNING: The materials used in this product may contain chemicals known to the State of California to cause cancer and birth defects or other reproductive harm. For more information go to www.P65Warnings.ca.gov | 0 | 0 | Column Missing
| 1 |  | 5 yr. compressor warranty, 1 yr. parts & labor warranty | 0 | 0 | Column Missing
| 1 |  | Door finish: glass with stainless steel frame | 280 | 280 | Column Missing
| 1 |  | Left hinged(nc) | 0 | 0 | Column Missing
| 1 |  | Full length, 24", stainless steel grip with chrome endcaps | 0 | 0 | Column Missing
| 1 |  | Door lock, chrome | 94 | 94 | Column Missing
| 1 |  | No dispensing | 0 | 0 | Column Missing
| 1 |  | Casters, 3-3/4", includes mounting platform (set of 4) | 295.5 | 295.5 | Column Missing
672 | 1 | DRAINBOARD TOP |  | 0 | 0 | Column Missing
673 | 1 | FILLER PIECE |  | 0 | 0 | Column Missing
674 | 1 | Undercounter Freezer | (QuickShip) ADA Series Freezer, undercounter, 23-7/8"W x 24"D, self-contained refrigeration, -10° to 10°F temperature range, (4.8) cu. ft. interior capacity, digital thermostat & control, LED interior lighting, stainless steel drawers with lock, front vented, automatic defrost, galvanized back & base, stainless steel top, sides, & interior, R600a, 115v/60/1-ph, 2.4 amps, NEMA 5-15P, ETL-Sanitation, cULus, ADA Compliant | 4120 | 4120 | Column Missing
| 1 |  | WARNING: The materials used in this product may contain chemicals known to the State of California to cause cancer and birth defects or other reproductive harm. For more information go to www.P65Warnings.ca.gov | 0 | 0 | Column Missing
| 1 |  | Please note: This unit is intended for chilling glasses or holding product at freezing, not intended to hold food overnight or freeze ice cubes. | 0 | 0 | Column Missing
| 1 |  | 5 yr. compressor warranty, 1 yr. parts & labor warranty | 0 | 0 | Column Missing
| 1 |  | Casters, 3-3/4", includes mounting platform (set of 4) | 295.5 | 295.5 | Column Missing
675 | 0 | SpareNo | SpareNo | 0 | 0 | Column Missing
676 | 1 | DRAINBOARD |  | 0 | 0 | Column Missing
677 | 6 | TASK LIGHT | Glo-Rite® Display Light, strip type with aluminum housing & toggle switch, 30" long, 120 watts, NSF, UL, UL EPH Classified, CSA, Made in USA | 240 | 1440 | Column Missing
| 1 |  | NOTE: Sale of this product must comply with Hatco's Minimum Resale Price Policy; consult order acknowledgement for details | 0 | 0 | Column Missing
| 1 |  | NOTE: Includes 24/7 parts & service assistance, call 414-671-6350 | 0 | 0 | Column Missing
| 6 |  | 120v/60/1-ph, 120 watts, 1.0 amps (domestic voltage), standard | 0 | 0 | Column Missing
| 6 |  | Clear Anodized Aluminum housing, finish, standard (available at time of purchase only) | 0 | 0 | Column Missing
678 | 1 | FLIP TOP DOOR | MILLWORK BY GENERAL CONTRACTOR | 0 | 0 | Column Missing
679 | 0 | SpareNo | SpareNo | 0 | 0 | Column Missing
680 | 0 | SpareNo | SpareNo | 0 | 0 | Column Missing
681 | 1 | BACK BAR | MILLWORK BY GENERAL CONTRACTOR | 0 | 0 | Column Missing
682 | 1 | Draft Beer Dispensing Tower | Tee Draft Beer Tower, air-cooled, (4) faucets, stainless steel finish, all Perlick towers include 630SS faucets (630SSTF faucets where applicable on TF Brass and Gold Towers) | 570 | 570 | Column Missing
683 | 1 | Drip Trough | 6000 Series Drainer, with built-in rinser on center, surface mount, 15"W x 7-3/4"D, straight edge, removable glass rack, 1/2" drain tube with 1/2" NPSM thread end, includes: John Guest connector for 3/8" ID water supply line, stainless steel construction | 427.5 | 427.5 | Column Missing
| 1 |  | Water Pressure Regulator Parts Bag, for glass rinsers (1 parts bag required for each glass rinser option picked) | 57 | 57 | Column Missing
684 | 0 | SpareNo | SpareNo | 0 | 0 | Column Missing
685-700 | 0 | SpareNo | SpareNo | 0 | 0 | Column Missing
MARKET AREA
701 | 1 | SERVING COUNTER WITH SINKS | MILLWORK BY GENERAL CONTRACTOR | 0 | 0 | Column Missing
702 | 1 | DOUBLE WALL SHELF |  | 0 | 0 | Column Missing
703 | 2 | RAPID COOK OVEN | i3-9500-801 I3™ Microwave/Impingement Oven, Rapid Cook, electric, 1-phase 23", ventless, countertop, High Level touch controls with wifi, fully insulated cook chamber, stores up to 200 recipes, internal catalytic converter, smart voltage sensor technology (US only), digital display, removable rack and grease collection pan, top and bottom jet plates, pull down door with ergonomic handle, multi-speed impingement blower, (2) solid PTFE baskets, (1) oven cleaner, (1) oven guard, (1) aluminum paddle, (2) trigger sprayers, (1) standard rack, side hand grips, stainless steel front, top & sides, cULus, CE, UL EPH Classified, ANSI/NSF 4, TUV | 11630.14 | 23260.28 | Column Missing
| 1 |  | Open Kitchen bundle, includes - 1 x ConnectWare module, 1 x Secure Access Point (SAP), 3 year subscription for Open Kitchen (NET price displays when item is added to quote) | 895 | 895 | Column Missing
| 2 |  | All items FOB: Carrollton, Texas: Consumable/accessory orders less than $5,000 will incur a handling fee. Orders shipping standard ground will incur a $15.00 handling fee. Orders shipping other than standard ground will incur $25.00 handling fee | 0 | 0 | Column Missing
| 2 |  | One year parts and labor warranty | 0 | 0 | Column Missing
| 2 |  | 208-240v/60/1-ph, 40.0amps, 8.3-9.6kw, 6 foot cord (nominal), NEMA 6-50P, standard | 0 | 0 | Column Missing
704 | 1 | Undercounter Refrigerator | Undercounter Refrigerator, 33 - 38°F, (2) stainless steel doors, (4) PVC coated adjustable wire shelves, stainless steel top & sides, aluminum interior with stainless steel floor, R290 Hydrocarbon refrigerant, 1/5 HP, 115v/60/1-ph, 3.0 amps, NEMA 5-15P, cULus, UL EPH Classified, CE, Made in USA | 5367.5 | 5367.5 | Column Missing
| 1 |  | 7 year compressor warranty, 7 years parts warranty, 7 year labor warranty, standard. Visit www.truemfg.com for specifics. | 0 | 0 | Column Missing
| 1 |  | Self-contained refrigeration standard | 0 | 0 | Column Missing
| 1 |  | Bolt locks, factory installed, standard | 0 | 0 | Column Missing
| 1 |  | Castors, 1-1/2" (31-7/8" work surface height = LP) | 322.5 | 322.5 | Column Missing
705 | 0 | SpareNo | SpareNo | 0 | 0 | Column Missing
706 | 1 | Undercounter Refrigerator | Undercounter Refrigerator, 33 - 38°F, (4) drawers each, accommodates (1) 12" x 18 x 6" food pan (NOT included), stainless steel top & sides, aluminum interior with stainless steel floor, R290 Hydrocarbon refrigerant, 1/5 HP, 115v/60/1-ph, 3.0 amps, NEMA 5-15P, cULus, UL EPH Classified, cULus, CE, Made in USA | 10070 | 10070 | Column Missing
| 1 |  | 7 year compressor warranty, 7 years parts warranty, 7 year labor warranty, standard. Visit www.truemfg.com for specifics. | 0 | 0 | Column Missing
| 1 |  | Self-contained refrigeration standard | 0 | 0 | Column Missing
| 1 |  | Bolt locks, factory installed, standard | 0 | 0 | Column Missing
| 1 |  | Castors, 1-1/2" (31-7/8" work surface height = LP) | 322.5 | 322.5 | Column Missing
707 | 1 | Panini Grill | Panini Ottimo™ Dual Panini Grill, electric, double, 17" x 9-1/4" cooking surface, hinged auto-balancing top plate with heat resistant handles, ribbed cast iron plates, adjustable thermostats 570°F (300°C), indicator lights, brushed stainless steel body & removable drip tray, 3.2kW, 240v/60/1-ph, 13.3 amps, NEMA 6-20P, UL, NSF | 979.34 | 979.34 | Column Missing
| 1 |  | 1 year limited warranty, standard (nc) For Customer Care & Product Service, please contact: (800) 269-6640 waring_service@conair.com Waring Customer Care 314 Ella T. Grasso Ave Torrington, CT 06790 | 0 | 0 | Column Missing
708 | 1 | Undercounter Refrigerator | Undercounter Refrigerator, 33 - 38°F, (1) stainless steel door, (2) PVC coated adjustable wire shelves, stainless steel top, front & sides, clear coated aluminum interior with stainless steel floor, R290 Hydrocarbon refrigerant, 1/6 HP, 115v/60/1-ph, 2.0 amps, NEMA 5-15P, cULus, UL EPH Classified, CE, Made in USA | 3574 | 3574 | Column Missing
| 1 |  | 7 year compressor warranty, 7 years parts warranty, 7 year labor warranty, standard. Visit www.truemfg.com for specifics. | 0 | 0 | Column Missing
| 1 |  | Self-contained refrigeration standard | 0 | 0 | Column Missing
| 1 |  | Left hinge | 0 | 0 | Column Missing
| 1 |  | Bolt locks, factory installed, standard | 0 | 0 | Column Missing
| 1 |  | Castors, 1-1/2" (31-7/8" work surface height = LP) | 322.5 | 322.5 | Column Missing
709 | 0 | SpareNo | SpareNo | 0 | 0 | Column Missing
710 | 0 | SpareNo | SpareNo | 0 | 0 | Column Missing
711 | 1 | TRASH CHUTE |  | 0 | 0 | Column Missing
712 | 1 | TRASH RECEPTACLE | Slim Jim® Container, 23 gallon, 22"W x 11"D x 30"H, with venting channels, molded-in handles, general purpose waste, open type without lid, high-impact plastic construction, gray, Made in USA | 47.13 | 47.13 | Column Missing
713 | 1 | DROP-IN HAND SINK | Recessed Hand Sink, 14"W x 10"D x 5" deep sink bowl, includes: 4" OC deck mounted gooseneck faucet with aerator, soap & paper towel dispensers, 4"H side splashes, 304 stainless steel, NSF (countertop opening not to exceed 17-1/4" (front to back) x 17-3/8" (left to right)) | 1332.5 | 1332.5 | Column Missing
| 1 |  | Wrist Handles Only, for splash or deck mount hand sink faucet (1 pair hot & cold 4" long blades), fits faucets supplied after November 2015 with hot & cold color rings that do not have exposed screw head | 57 | 57 | Column Missing
| 1 |  | P-trap, heavy duty, 1-1/2", 17 gauge | 64 | 64 | Column Missing
714 | 1 | Coffee Brewer | Handle Operated Series Coffee Brewer, twin, 1.5 gallon capacity, automatic, on/off switch, two-portion standard, gravity flow dispense tube system, programmable recipes, gourmet coffee brew basket locks during brew cycle, hot water service, tank drain, 2 x 3.0kW heaters, 120/208-240v, 1-ph, 3+G wires, 22.0 - 25.4 max amp draw, 4.6 -6.1kW, terminal block, 10.5 - 15.0 gallons per hour, UL, cUL, NSF (Use with FETCO D449, D452, or D009 - sold separately) | 2070 | 2070 | Column Missing
| 1 |  | NOTE: Pricing and specifications subject to change with or without notice - Please call 1.800.FETCO.99 for confirmation | 0 | 0 | Column Missing
| 1 |  | Circuit board: 3 year parts & 1 year labor warranty, standard | 0 | 0 | Column Missing
| 1 |  | Electro-mechanical parts: 2 year parts & 1 year labor warranty, standard | 0 | 0 | Column Missing
| 1 |  | All other parts: 1 year parts & 1 year labor warranty, standard | 0 | 0 | Column Missing
| 2 |  | TPD-15 LUXUS® Thermal Dispenser, 1.5 gallon, stainless steel construction, twist & remove lid, thermally insulated, faucet & gauge guards, side handles | 292 | 584 | Column Missing
| 1 |  | 1 year parts warranty, standard | 0 | 0 | Column Missing
| 1 |  | Black dispenser faucet, standard | 0 | 0 | Column Missing
715 | 0 | SpareNo | SpareNo | 0 | 0 | Column Missing
715 | 1 | Water Filtration System | Insurice® Water Filtration System, Insurice® Single-i2000², Single, (1) i2000² Micro-Pure® II Precoat primary filtration cartridge, reduces chlorine, taste & odor, inhibits scale, outlet pressure gauge, flushing valve, 9,000 gallons, 1.67 gpm, 0.5 micron, 3/8" inlet, 3/8" outlet, NSF 42 & 53 (EV932401) | 231.2 | 231.2 | Column Missing
716 | 1 | Coffee Grinder | Coffee Grinder, portion controlled, (2) 5 lb. capacity, removable-dishwasher-safe hopper, (2) portion sizes per side, digital, adjustable grind settings, 8 oz. per minute grind rate (medium), slicing type grinding burrs, adjustable brew basket rails, 0.5 HP motor power, 120v, 1-ph, 2+G wires, 5.7 max amp draw, 0.37kW, NEMA 5-15P | 1351 | 1351 | Column Missing
| 1 |  | NOTE: Pricing and specifications subject to change with or without notice - Please call 1.800.FETCO.99 for confirmation | 0 | 0 | Column Missing
| 1 |  | Circuit board: 3 year parts & 1 year labor warranty, standard | 0 | 0 | Column Missing
| 1 |  | Electro-mechanical parts: 2 year parts & 1 year labor warranty, standard | 0 | 0 | Column Missing
| 1 |  | All other parts: 1 year parts & 1 year labor warranty, standard | 0 | 0 | Column Missing
717 | 1 | KNOCK BOX |  | 0 | 0 | Column Missing
718 | 1 | TRASH RECEPTACLE | Slim Jim® Container, 23 gallon, 22"W x 11"D x 30"H, with venting channels, molded-in handles, general purpose waste, open type without lid, high-impact plastic construction, gray, Made in USA | 47.13 | 47.13 | Column Missing
719 | 0 | SpareNo | SpareNo | 0 | 0 | Column Missing
720 | 0 | SpareNo | SpareNo | 0 | 0 | Column Missing
721 | 1 | Iced Tea Brewer | 52000.0100 ITB Automatic Tea Brewer, with Infusion Series technology: (3) brew buttons & (2) batch sizes, multidirectional Peak Extraction™ spray head, pre-infusion & pulse brew, programmable digital display, digital temperature control, USB programming capable, translucent tea funnel, stainless steel exterior, 1.7kW, 120v/60/1-ph, 14.0 amps, cord, NEMA 5-15P, UL, NSF | 1628.69 | 1628.69 | Column Missing
| 1 |  | 34100.0002 TDO-4 Iced Tea/Coffee Dispenser, cylinder style, 4 gallon capacity (15.1 litres), sump dispense valve, oval shape brew-through plastic lid, faucet handles are labeled sweetened & unsweetened, side handles, NSF | 161.78 | 161.78 | Column Missing
722 | 1 | Hot Water Dispenser | Hot Water Dispenser, 5 gallon, traditional pull faucet with soft silicone tap, touch screen interface, metrics and diagnostic screens, insulated top and sides, mixed material construction, 1 x 3.0kW heater, 208-240v, 1-ph, 2+G wires, 12.9 max amp draw, 3.1kW, terminal block, 6.0 - 7.0 gallons per hour, UL, cUL, NSF | 1074 | 1074 | Column Missing
| 1 |  | NOTE: Pricing and specifications subject to change with or without notice - Please call 1.800.FETCO.99 for confirmation | 0 | 0 | Column Missing
| 1 |  | Circuit board: 3 year parts & 1 year labor warranty, standard | 0 | 0 | Column Missing
| 1 |  | Electro-mechanical parts: 2 year parts & 1 year labor warranty, standard | 0 | 0 | Column Missing
| 1 |  | All other parts: 1 year parts & 1 year labor warranty, standard | 0 | 0 | Column Missing
723 | 1 | Undercounter Refrigerator | Undercounter Refrigerator, 33 - 38°F, (2) stainless steel doors, (4) PVC coated adjustable wire shelves, stainless steel top & sides, aluminum interior with stainless steel floor, R290 Hydrocarbon refrigerant, 1/5 HP, 115v/60/1-ph, 3.0 amps, NEMA 5-15P, cULus, UL EPH Classified, CE, Made in USA | 5367.5 | 5367.5 | Column Missing
| 1 |  | 7 year compressor warranty, 7 years parts warranty, 7 year labor warranty, standard. Visit www.truemfg.com for specifics. | 0 | 0 | Column Missing
| 1 |  | Self-contained refrigeration standard | 0 | 0 | Column Missing
| 1 |  | Bolt locks, factory installed, standard | 0 | 0 | Column Missing
| 1 |  | Castors, 1-1/2" (31-7/8" work surface height = LP) | 322.5 | 322.5 | Column Missing
723 | 1 | Undercounter Refrigerator | Undercounter Refrigerator, 33 - 38°F, (1) stainless steel door, (2) PVC coated adjustable wire shelves, stainless steel top, front & sides, clear coated aluminum interior with stainless steel floor, R290 Hydrocarbon refrigerant, 1/6 HP, 115v/60/1-ph, 2.0 amps, NEMA 5-15P, cULus, UL EPH Classified, CE, Made in USA | 3574 | 3574 | Column Missing
| 1 |  | 7 year compressor warranty, 7 years parts warranty, 7 year labor warranty, standard. Visit www.truemfg.com for specifics. | 0 | 0 | Column Missing
| 1 |  | Self-contained refrigeration standard | 0 | 0 | Column Missing
| 1 |  | Left hinge | 0 | 0 | Column Missing
| 1 |  | Bolt locks, factory installed, standard | 0 | 0 | Column Missing
| 1 |  | Castors, 1-1/2" (31-7/8" work surface height = LP) | 322.5 | 322.5 | Column Missing
724 | 1 | Drop-In Ice Bin | Ice Bin/Chest, with cover, drop-in design, 21-1/4" W x 15-1/4" D x 13" H, 45 pound ice capacity, (17-3/4" x 12-1/2" cutout required), NSF | 1037.5 | 1037.5 | Column Missing
| 1 |  | Introducing: Freight Made Simple 6% on Single purchase orders shipping to one location**. Liftgate & inside delivery not included. Nationwide Freight* *Continental United States only **6% Must be manually calculated on your purchase order total, $200 minimum. If you have any questions, please contact Customer Service at 1-800-733-8948 | 0 | 0 | Column Missing
| 1 |  | 1 year parts & labor warranty, standard | 0 | 0 | Column Missing
725 | 0 | SpareNo | SpareNo | 0 | 0 | Column Missing
726 | 2 | BLENDER | The Quiet One® Twist Lock Blender (VM0145), countertop, 48 oz. (1.4 liter) capacity, clear Tritan™ BPA free Advance® container, 24-1/2"H with lid open, stackable, removable compact twist lock cover, (6) touch control buttons with (34) program options, includes: Advance® blade assembly & lid, 3-peak HP, 120v/50/60/1-ph, 15.0 amps, NEMA 5-15P, RoHs compliant, CE, cULus, NSF | 1327.885 | 2655.77 | Column Missing
| 2 |  | 3 years warranty on motor base parts & 1 year warranty on labor, standard | 0 | 0 | Column Missing
727 | 1 | MILLWORK SURROUND | MILLWORK BY GENERAL CONTRACTOR | 0 | 0 | Column Missing
728 | 1 | TRASH CHUTE |  | 0 | 0 | Column Missing
729 | 0 | SpareNo | SpareNo | 0 | 0 | Column Missing
730 | 0 | SpareNo | SpareNo | 0 | 0 | Column Missing
731 | 1 | TRASH RECEPTACLE | Slim Jim® Container, 23 gallon, 22"W x 11"D x 30"H, with venting channels, molded-in handles, general purpose waste, open type without lid, high-impact plastic construction, gray, Made in USA | 47.13 | 47.13 | Column Missing
732 | 1 | Condiment Caddy | Lid, Straw & Condiment Organizer, wide, removable section dividers, 16-1/2"H x 15"W x 20-1/2"D, polystyrene, black | 168 | 168 | Column Missing
| 1 |  | 1 year limited warranty, standard | 0 | 0 | Column Missing
733 | 0 | SpareNo | SpareNo | 0 | 0 | Column Missing
734 | 1 | Espresso Machine | La Marzocco Linea Classic S EE Espresso Machine, 2 group, semi-automatic, manual dosage, (2) boilers, 3.4L espresso boiler, 7L steam boiler, dual PID coffee brew & steam temperature control, (2) half turn valve steam wands, (1) hot water tap, Pro app compatible, polished stainless steel body, 208-240v/60/1, 4600 watts, 22.0 amps, cord requires NEMA L6-30P, NSF, UL/ETL listed | 10241 | 10241 | Column Missing
| 1 |  | 1 year parts & labor warranty for defects, standard | 0 | 0 | Column Missing
| 1 |  | Pricing includes off-site prep & pre-installation test, local area delivery, final hookup, calibration, and basic operational training at time of installation. Freight charges to area servicing distributor not included. Additional local area travel charges may apply if outside of a major metropolitan area | 0 | 0 | Column Missing
| 1 |  | Accessories & Installation Kit: (1) each External pump and motor, Drain hose, Hose clamp for drain hose, Purocaff powder (and MSDS), Blind basket, Array of sizes of baskets (including a single basket), Tamper, 20" hose, (1) 3/8 compression 36" hose, Portafilters (1 per spout), Manual | 0 | 0 | Column Missing
735 | 0 | SpareNo | SpareNo | 0 | 0 | Column Missing
736 | 1 | Undercounter Refrigerator | Undercounter Refrigerator, 33 - 38°F, (1) stainless steel door, (2) PVC coated adjustable wire shelves, stainless steel top, front & sides, clear coated aluminum interior with stainless steel floor, R290 Hydrocarbon refrigerant, 1/6 HP, 115v/60/1-ph, 2.0 amps, NEMA 5-15P, cULus, UL EPH Classified, CE, Made in USA | 3574 | 3574 | Column Missing
| 1 |  | 7 year compressor warranty, 7 years parts warranty, 7 year labor warranty, standard. Visit www.truemfg.com for specifics. | 0 | 0 | Column Missing
| 1 |  | Self-contained refrigeration standard | 0 | 0 | Column Missing
| 1 |  | Left hinge | 0 | 0 | Column Missing
| 1 |  | Bolt locks, factory installed, standard | 0 | 0 | Column Missing
| 1 |  | Castors, 1-1/2" (31-7/8" work surface height = LP) | 322.5 | 322.5 | Column Missing
737 | 2 | ESPRESSO GRINDER | G60 On Demand Espresso Coffee Grinder (AMG 6021), automatic doser, 0.3kg. hopper capacity, micrometric grind adjustment, 60mm grinding burrs, with portafilter holder, stainless steel body, painted black, 1350 RPM, 220W, 2.0 amp, 110v/60/1-ph, NEMA 5-15P, CSA, UL, NSF | 1300 | 2600 | Column Missing
| 2 |  | 2 year parts warranty on espresso equipment, standard | 0 | 0 | Column Missing
| 2 |  | Black body, standard | 0 | 0 | Column Missing
738 | 1 | KNOCK BOX |  | 0 | 0 | Column Missing
739 | 0 | SpareNo | SpareNo | 0 | 0 | Column Missing
740 | 0 | SpareNo | SpareNo | 0 | 0 | Column Missing
741 | 1 | TRASH RECEPTACLE | Slim Jim® Container, 23 gallon, 22"W x 11"D x 30"H, with venting channels, molded-in handles, general purpose waste, open type without lid, high-impact plastic construction, gray, Made in USA | 47.13 | 47.13 | Column Missing
742 | 2 | POS SYSTEM | BY OS&E | 0 | 0 | Column Missing
743 | 2 | Disposable Cup Dispenser | Cup Dispenser, in-counter, adjustable, two spring (F & P), accommodates cups 8 oz. to 44 oz. with rim diameter range 3" - 4-5/8", ring bezel 6-7/8", 22" long, stainless steel construction, for paper, plastic and foam cups in vertical, horizontal or angled mounting, NSF | 86 | 172 | Column Missing
| 2 |  | 1 year limited warranty, standard | 0 | 0 | Column Missing
744 | 1 | REFRIGERATED/AMBIENT GRAB N GO CASE | Reveal® Combination Convertible Service Above Refrigerated Self-Service Case, freestanding, 47-3/4"W, 50-3/4" H, Breeze-E (Type II) with EnergyWise self-contained refrigeration, LED top light, fixed vertical glass, black front panel, upper rear clear glass sliding doors, blue fin coated coil, condensate pan, black exterior & interior, cETLus, ETL-Sanitation | 25133.5 | 25133.5 | Column Missing
| 1 |  | NOTE: If GFCI is required, a GFCI breaker MUST be used in lieu of a GFCI receptacle | 0 | 0 | Column Missing
| 1 |  | Must ship prepaid/add SCC will ship via air ride truck using a carrier that will not transfer the freight Glass warranty only applicable to first point of delivery | 0 | 0 | Column Missing
| 1 |  | 1 yr. parts & labor warranty, 5 yr. compressor warranty, standard | 0 | 0 | Column Missing
| 1 |  | Refrigeration: Breeze-E (Type II) self-contained refrigeration rear access, standard | 0 | 0 | Column Missing
| 1 |  | Electrical: 110-120v/60/1-ph, 15.22 amps, 1231 watts, standard | 0 | 0 | Column Missing
| 1 |  | Electrical Connection: 10' Straight blade power cord (self-cont.), NEMA 5-20P, standard | 0 | 0 | Column Missing
| 1 |  | Base Support: Adjustable, locking casters (self-cont.), standard | 0 | 0 | Column Missing
| 1 |  | Interior Color: Powder coated SCC Standard Silversan Black (FDA compliant) | 0 | 0 | Column Missing
| 1 |  | Frame Exterior: Powder coated SCC Standard Silversan Black (FDA compliant), standard | 0 | 0 | Column Missing
| 1 |  | Panel Exterior Color: Laminate standard color 909-58 Black | 0 | 0 | Column Missing
| 1 |  | Standard laminate grain directions (when applicable): - Front Panels (Upper Header and Lower Panels): Horizontal grain direction - End Panels: Vertical grain direction - Blend & Reveal Cases Only: Horizontal grain direction on front and end panels | 0 | 0 | Column Missing
| 1 |  | Lower Front Panel Color: Powder coated SCC Standard Silversan Black (FDA compliant), standard | 0 | 0 | Column Missing
| 1 |  | Lower Rear Doors: None (solid back panel), standard | 0 | 0 | Column Missing
| 1 |  | Upper Rear Doors: Clear glass rear sliding doors, standard | 0 | 0 | Column Missing
| 1 |  | Lower Rear Panel Color: Powder coated SCC Standard Silversan Black (FDA compliant), standard | 0 | 0 | Column Missing
| 1 |  | Lights: LED 3500K with frost lens, standard | 0 | 0 | Column Missing
745 | 0 | SpareNo | SpareNo | 0 | 0 | Column Missing
746 | 1 | FLIP TOP DOOR | MILLWORK BY GENERAL CONTRACTOR | 0 | 0 | Column Missing
747 | 1 | REFRIGERATED GRAB-N-GO CASE | Oasis® Self-Service Refrigerated Merchandiser, 59-3/4"W, high profile, open front, (4) non-lighted shelves, top light, Breeze-E (Type ll) with EnergyWise self-contained refrigeration system, Blue Fin coated coil, one piece formed ABS plastic tub, black interior, full end panels with mirror, cETLus, ETL-Sanitation | 17437 | 17437 | Column Missing
| 1 |  | NOTE: If GFCI is required, a GFCI breaker MUST be used in lieu of a GFCI receptacle | 0 | 0 | Column Missing
| 1 |  | 1 yr. parts & labor warranty, 5 yr. compressor warranty, standard | 0 | 0 | Column Missing
| 1 |  | Refrigeration: Breeze-E (Type II) self-contained refrigeration, lower front air intake/upper front air discharge, standard | 0 | 0 | Column Missing
| 1 |  | Electrical: 208-240v/60/1ph, 12 amps, standard | 0 | 0 | Column Missing
| 1 |  | Electrical Connection: 6' straight blade power cord NEMA 6-20P (base exit), standard | 0 | 0 | Column Missing
| 1 |  | NOTE: Compressor air intake through lower front & channeled up rear & out upper front, front panel cannot be blocked | 0 | 0 | Column Missing
| 1 |  | Base Support: Casters with levelers (self-cont.), standard | 0 | 0 | Column Missing
| 1 |  | Interior Color: Powder coated SCC Standard Silversan Black (FDA compliant), standard | 0 | 0 | Column Missing
| 1 |  | Exterior Color: Laminate standard color 909-58 Black | 0 | 0 | Column Missing
| 1 |  | Standard laminate grain directions (when applicable): - Front Panels (Upper Header and Lower Panels): Horizontal grain direction - End Panels: Vertical grain direction - Blend & Reveal Cases Only: Horizontal grain direction on front and end panels | 0 | 0 | Column Missing
| 1 |  | Rear Exterior Color: Black, standard | 0 | 0 | Column Missing
| 1 |  | Rear Doors: None (solid back panel), standard | 0 | 0 | Column Missing
| 1 |  | Lower Front Panel Color: Powder coated SCC Standard Silversan Black (FDA compliant), standard | 0 | 0 | Column Missing
| 1 |  | End Panel Left: Full with stainless steel mirror interior, standard | 0 | 0 | Column Missing
| 1 |  | End Panel Right: Full with stainless steel mirror interior, standard | 0 | 0 | Column Missing
| 1 |  | Thermometer: Digital fahrenheit thermometer, standard | 0 | 0 | Column Missing
| 1 |  | Lights: LED 4000K with frosted lens, standard | 0 | 0 | Column Missing
748 | 0 | SpareNo | SpareNo | 0 | 0 | Column Missing
749 | 0 | SpareNo | SpareNo | 0 | 0 | Column Missing
750 | 0 | SpareNo | SpareNo | 0 | 0 | Column Missing
751 | 1 | ICE CART | Replacement poly cart for Ice Express Transport System, ice storage capacity up to 250 lb, engineered and assembled in USA | 2756.5 | 2756.5 | Column Missing
752 | 0 | SpareNo | SpareNo | 0 | 0 | Column Missing
753 | 0 | SpareNo | SpareNo | 0 | 0 | Column Missing
754 | 0 | SpareNo | SpareNo | 0 | 0 | Column Missing
755-800 | 0 | SpareNo | SpareNo | 0 | 0 | Column Missing
BULK STORAGE AREA
801 | 2 | SODA SYSTEM AND RACK | BY VENDOR | 0 | 0 | Column Missing
802 | 3 | CO2 TANK | BY VENDOR | 0 | 0 | Column Missing
803 | 3 | BEVERAGE STORAGE SHELVING | Super Erecta® Shelf, wire, 48"W x 18"D, plastic split sleeves are included in each carton, Metroseal 3™ epoxy-coated corrosion-resistant finish with Microban® antimicrobial protection, NSF | 384.9982 | 1154.9948 | Column Missing
804 | 1 | BEER SYSTEM SHELF | Power Pack Wall Mount Shelf, 16 gauge stainless steel construction, includes pre-drilled mounting holes & lag bolt mounting kit | 387.2 | 387.2 | Column Missing
805 | 0 | SpareNo | SpareNo | 0 | 0 | Column Missing
806 | 1 | BEER SYSTEM | Pro-Line™ Draft Beer System Power Pack, water-cooled, 30"W x 18"D x 28-3/4"H, (2) 80 gph vane circulating pumps with 1/3 HP motor each, 11.5 gallon capacity glycol bath with exterior sight glass, digital thermostat, insulated cabinet with cover, 3/8" female NPT, R134a, 2,300 BTU, 1/3 HP compressor, 115v/60/1-ph, 17.2 amps, NEMA L5-30P, cETLus | 3569.5 | 3569.5 | Column Missing
| 1 |  | 18 months on parts & one (1) year on labor. The compressor is warrantied for an additional three & one-half (3-1/2) years, standard | 0 | 0 | Column Missing
807 | 6 | DRY STORAGE SHELVING | Super Erecta® Shelf, wire, 48"W x 18"D, plastic split sleeves are included in each carton, Metroseal 3™ epoxy-coated corrosion-resistant finish with Microban® antimicrobial protection, NSF | 384.9982 | 2309.9895 | Column Missing
808 | 1 | ICE BIN | Ice Fill Station, 2576 lb. capacity, front access poly door, 34" minimum door clearance, insulated polyethylene snout, sloped interior walls, stainless steel base, adjustable flanged feet, includes (2) 250 lb. carts, scoop & paddle, NSF, Made in USA | 17313.5 | 17313.5 | Column Missing
| 1 |  | NOTE: Purchase order must clearly indicate make, model and quantity of ice maker(s) being used with bin for PO to be processed | 0 | 0 | Column Missing
809 | 0 | SpareNo | SpareNo | 0 | 0 | Column Missing
810 | 0 | SpareNo | SpareNo | 0 | 0 | Column Missing
811 | 1 | WATER FILTRATION SYSTEM | AquaPatrol™ Plus Water Filtration System, triple system, 6.3 gallons per minute max flow, designed for cubers over 1,300 lb, cULus, NSF | 607.5 | 607.5 | Column Missing
| 1 |  | NOTE: Sale of this product must comply with Scotsman's MSRP Policy; contact your Scotsman representative for details | 0 | 0 | Column Missing
812 | 1 | ICE MACHINE | Prodigy Plus® Ice Maker, cube style, water-cooled, self-contained condenser, production capacity up to 1444 lb/24 hours at 70°/50° (1340 lb AHRI certified at 90°/70°), medium cube size, AutoAlert™ indicating lights, WaterSense adjustable purge control, one-touch cleaning, harvest assist, unit specific QR code, stainless steel finish, AgION™ antimicrobial protection, 208-230v/60/3-ph, 11.9 amps, cULus, NSF, CE, engineered and assembled in USA | 6849.5 | 6849.5 | Column Missing
| 1 |  | NOTE: Sale of this product must comply with Scotsman's MSRP Policy; contact your Scotsman representative for details | 0 | 0 | Column Missing
| 1 |  | 3 year parts & labor warranties | 0 | 0 | Column Missing
| 1 |  | 5 year parts & labor warranties on Evaporator | 0 | 0 | Column Missing
| 1 |  | 5 year parts on compressor & condenser | 0 | 0 | Column Missing
813 | 1 | ICE MACHINE | Prodigy Plus® Ice Maker, flake style, water-cooled, self-contained condenser, production capacity up to 530 lb/24 hours at 70°/50° (429 lb AHRI certified at 90°/70°), sealed maintenance-free bearings, AutoAlert™ indicating lights, unit specific QR code, stainless steel evaporator and auger, one-touch cleaning, stainless steel finish, AgION™ antimicrobial protection, R-404A refrigerant, 115v/60/1-ph, 12.1 amps, NSF, cULus, engineered and assembled in USA | 5499 | 5499 | Column Missing
| 1 |  | NOTE: Sale of this product must comply with Scotsman's MSRP Policy; contact your Scotsman representative for details | 0 | 0 | Column Missing
| 1 |  | 3 year parts & labor warranties | 0 | 0 | Column Missing
| 1 |  | 5 year parts on compressor | 0 | 0 | Column Missing
814 | 1 | Water Filtration System | AquaPatrol™ Plus Water Filtration System, single system, 2.1 gallons per minute max flow, designed for cubers up to 650 lb, and for flakers, nuggets & nugget dispensers up to 1,200 lb, cULus, NSF | 298 | 298 | Column Missing
| 1 |  | NOTE: Sale of this product must comply with Scotsman's MSRP Policy; contact your Scotsman representative for details | 0 | 0 | Column Missing
815 | 0 | SpareNo | SpareNo | 0 | 0 | Column Missing
816 | 2 | ICE CART | Standard Poly Ice Shuttle Classic Cart, 250 lb. capacity, 22" minimum door clearance, split lid-side drop, rugged with heavy duty castors, 10" on rear, 5" on front, fits into shuttle bay, gray, NSF, Made in USA | 1885 | 3770 | Column Missing
817 | 1 | FLOOR TROUGH AND GRATE |  | 0 | 0 | Column Missing
818 | 0 | SpareNo | SpareNo | 0 | 0 | Column Missing
819 | 0 | SpareNo | SpareNo | 0 | 0 | Column Missing
820 | 0 | SpareNo | SpareNo | 0 | 0 | Column Missing
PREPARATION AND COOKING AREA
821 | 1 | CHEF'S COOLER |  | 0 | 0 | Column Missing
822 | 1 | FLOOR TROUGH AND GRATE |  | 0 | 0 | Column Missing
823 | 1 | CONDENSING UNIT |  | 0 | 0 | Column Missing
824 | 1 | EVAPORATOR COIL |  | 0 | 0 | Column Missing
825 | 0 | SpareNo | SpareNo | 0 | 0 | Column Missing
826 | 7 | COOLER STORAGE SHELVING | Super Erecta® Shelf, wire, 48"W x 18"D, plastic split sleeves are included in each carton, Metroseal 3™ epoxy-coated corrosion-resistant finish with Microban® antimicrobial protection, NSF | 384.9982 | 2694.9877 | Column Missing
827 | 2 | KEG RACK | HD Super™ Beer-Keg Handling Rack, 42"W x 18"D x 64-1/8"H, (1) dunnage shelf & (1) solid shelves, (4) keg capacity, split-sleeve assemble device, foot plate, chrome plated finish | 1734 | 3468 | Column Missing
828 | 1 | DISPLAY COOLER SHELVING |  | 0 | 0 | Column Missing
829 | 0 | SpareNo | SpareNo | 0 | 0 | Column Missing
830 | 0 | SpareNo | SpareNo | 0 | 0 | Column Missing
831 | 1 | DISPLAY COOLER DOOR |  | 0 | 0 | Column Missing
832 | 1 | COLD PREPARATION TABLE |  | 0 | 0 | Column Missing
833 | 1 | Undercounter Refrigerator | Undercounter Refrigerator, 33 - 38°F, (2) stainless steel doors, (4) PVC coated adjustable wire shelves, stainless steel top & sides, aluminum interior with stainless steel floor, R290 Hydrocarbon refrigerant, 1/5 HP, 115v/60/1-ph, 3.0 amps, NEMA 5-15P, cULus, UL EPH Classified, CE, Made in USA | 5367.5 | 5367.5 | Column Missing
| 1 |  | 7 year compressor warranty, 7 years parts warranty, 7 year labor warranty, standard. Visit www.truemfg.com for specifics. | 0 | 0 | Column Missing
| 1 |  | Self-contained refrigeration standard | 0 | 0 | Column Missing
| 1 |  | Bolt locks, factory installed, standard | 0 | 0 | Column Missing
| 1 |  | Castors, 1-1/2" (31-7/8" work surface height = LP) | 322.5 | 322.5 | Column Missing
834 | 1 | Undercounter Freezer | Undercounter Freezer, -10°F, (1) stainless steel door, (2) PVC coated adjustable wire shelves, stainless steel top, front & sides, clear coated aluminum interior with stainless steel floor, R290 Hydrocarbon refrigerant, 1/4 HP, 115v/60/1-ph, 2.3 amps, NEMA 5-15P, cULus, UP EPH Classified, CE, Made in USA, ENERGY STAR® | 4300 | 4300 | Column Missing
| 1 |  | 7 year compressor warranty, 7 years parts warranty, 7 year labor warranty, standard. Visit www.truemfg.com for specifics. | 0 | 0 | Column Missing
| 1 |  | Self-contained refrigeration standard | 0 | 0 | Column Missing
| 1 |  | Right Hand, Standard: Unit comes with field reversible hinges & is built with hinging on right side of unit. | 0 | 0 | Column Missing
| 1 |  | Bolt locks, factory installed, standard | 0 | 0 | Column Missing
| 1 |  | Castors, 1-1/2" (31-7/8" work surface height = LP) | 322.5 | 322.5 | Column Missing
835 | 0 | SpareNo | SpareNo | 0 | 0 | Column Missing
836 | 1 | FIRE SUPPRESSION SYSTEM |  | 8750 | 8750 | Column Missing
837 | 1 | EXHAUST HOOD |  | 0 | 0 | Column Missing
838 | 0 | SpareNo | SpareNo | 0 | 0 | Column Missing
839 | 0 | SpareNo | SpareNo | 0 | 0 | Column Missing
840 | 0 | SpareNo | SpareNo | 0 | 0 | Column Missing
841 | 1 | FRYER BATTERY | Solstice™ Prepackaged Fryer System with Solstice™ Filter Drawer System, High Power, gas, (2) 50 lb. oil capacity full tanks, millivolt control, stainless steel tank, front & sides, under-fryer drawer filtration, total 244,000 BTU (-FF), NSF, CE, CSA Flame, CSA Star, AuGA | 29899.155 | 29899.155 | Column Missing
| 1 |  | 1 year parts and labor warranty from the date of installation up to a maximum of 15 months from the date of manufacture (with appropriate documentation), standard | 0 | 0 | Column Missing
| 1 |  | Gas to be determined | 0 | 0 | Column Missing
| 1 |  | Millivolt Thermostat, standard | 0 | 0 | Column Missing
| 1 |  | 115v/60/1-ph, 7.0 amps | 0 | 0 | Column Missing
| 1 |  | Contact factory for cord information | 0 | 0 | Column Missing
| 1 |  | Crisp 'N Hold™ Crispy Food Station, floor model, 2 sections, capacity 837 cu. in., circulated air heating, removable product tray, grease filter, stainless steel construction, UL, ETL | 7380.15 | 7380.15 | Column Missing
| 1 |  | 1st Position location for Bread & Batter dump station (BFF) | 0 | 0 | Column Missing
| 1 |  | Basket, (2) oblong/twin size, 13-1/2" x 6-1/2" x 5-3/4" deep, long handle, regular mesh (shipped std (n/c) with models "T" SG14, SG14R, SSH55, SE14, SE14X, SE14B, SG14T, 35+, 45+, fryer batteries shipped with (1) per fryer | 0 | 0 | Column Missing
| 1 |  | Casters, 9" adjustable swivel non-lock rear & lock front casters, for battery of (2) Solstice gas and electric fryers, batteries and retherms | 393.225 | 393.225 | Column Missing
842 | 1 | SPREADER TABLE |  | 0 | 0 | Column Missing
843 | 1 | TRASH RECEPTACLE | Slim Jim® Container, 23 gallon, 22"W x 11"D x 30"H, with venting channels, molded-in handles, general purpose waste, open type without lid, high-impact plastic construction, gray, Made in USA | 47.13 | 47.13 | Column Missing
843 | 1 | STAINLESS STEEL TRASH RECEPTACLE |  | 0 | 0 | Column Missing
844 | 1 | GRIDDLE WITH REFRIGERATED BASE | Titan™ Heavy Duty Range, gas, 36", modular, griddle, 1" thick polished steel plate, manual controls (NO TEMPERATURE THERMOSTAT), stainless steel grease trough, splashguards, 6" plate shelf, front, sides & stub back, 105,000 BTU, CSAus, NSF | 7028.5 | 7028.5 | Column Missing
| 1 |  | NOTE: All units are fully welded with heavy duty construction, stainless steel sides, front and top are standard | 0 | 0 | Column Missing
| 1 |  | NOTE: Stainless steel tray bed (burner box), deflectors, tray guides and drip tray/grease can standard | 0 | 0 | Column Missing
| 1 |  | Two years part & labor warranty - Includes Five year warranty parts on oven door (parts only) & Ten year warranty on range frame (parts only), standard | 0 | 0 | Column Missing
| 1 |  | Gas type to be specified | 0 | 0 | Column Missing
| 1 |  | 3/4" Rear connection, standard | 0 | 0 | Column Missing
| 1 |  | 3/4" Gas regulator supplied with range | 0 | 0 | Column Missing
| 1 |  | Titan™ Fire & Ice™ Refrigerated Base, 36", self-contained, (2) 14-3/8" self-closing refrigerator drawers, (2) 12" x 20" x 6" pan capacity (pans by others), face mounted dial thermometers, built-in condensate evaporator, stainless steel 6" adjustable legs, 12.6 amps, cETLus | 11538.5 | 11538.5 | Column Missing
| 1 |  | Set of six casters (3 with brakes) | 729.5 | 729.5 | Column Missing
| 1 |  | Legs, 25"H, crossrails, standard | 0 | 0 | Column Missing
845 | 0 | SpareNo | SpareNo | 0 | 0 | Column Missing
846 | 1 | SIX BURNER RANGE | Titan™ Heavy Duty Range, gas, 36", (6) 35,000 BTU open burners, infinite controls, standard oven, (2) chrome plated racks, stainless steel oven liner, 6" plate shelf, front, sides, stub back & bottom, 6" adjustable legs, 245,000 BTU, CSAus, NSF | 10630.5 | 10630.5 | Column Missing
| 1 |  | NOTE: All units are fully welded with heavy duty construction, stainless steel sides, front and top are standard | 0 | 0 | Column Missing
| 1 |  | NOTE: Stainless steel tray bed (burner box), deflectors, tray guides and drip tray/grease can standard | 0 | 0 | Column Missing
| 1 |  | Two years part & labor warranty - Includes Five year warranty parts on oven door (parts only) & Ten year warranty on range frame (parts only), standard | 0 | 0 | Column Missing
| 1 |  | Gas type to be specified | 0 | 0 | Column Missing
| 1 |  | 3/4" Rear connection, standard | 0 | 0 | Column Missing
| 1 |  | 3/4" Gas regulator supplied with range | 0 | 0 | Column Missing
| 1 |  | Set of four casters (2 with brakes) | 540.5 | 540.5 | Column Missing
847 | 1 | FILLER FAUCET | Pot Filler Faucet, splash-mounted 8" OC with vacuum breaker, 72" flexible hose, hook nozzle, wall hook, 3/4" inlet | 650 | 650 | Column Missing
848 | 1 | PICK-UP TABLE |  | 0 | 0 | Column Missing
849 | 0 | SpareNo | SpareNo | 0 | 0 | Column Missing
850 | 0 | SpareNo | SpareNo | 0 | 0 | Column Missing
851 | 1 | DOUBLE OVERSHELF |  | 0 | 0 | Column Missing
852 | 3 | POS PRINTER | BY OS&E | 0 | 0 | Column Missing
853 | 1 | Sandwich / Salad Preparation Refrigerator | Sandwich/Salad Unit, (16) 1/6 size (4"D) poly pans, stainless steel insulated cover, 11-3/4"D cutting board, (2) full doors, (4) PVC coated adjustable wire shelves, stainless steel top/front/sides, GalFan coated steel back, aluminum interior with stainless steel floor, R290 Hydrocarbon refrigerant, 1/3 HP, 115v/60/1-ph, 6.5 amps, NEMA 5-15P, cULus, UL EPH Classified, Made in USA | 6738 | 6738 | Column Missing
| 1 |  | 7 year compressor warranty, 7 years parts warranty, 7 year labor warranty, standard. Visit www.truemfg.com for specifics. | 0 | 0 | Column Missing
| 1 |  | Self-contained refrigeration standard | 0 | 0 | Column Missing
| 1 |  | Castors, 1-1/2" (31-7/8" work surface height = LP) | 322.5 | 322.5 | Column Missing
854 | 1 | Undercounter Refrigerator | Undercounter Refrigerator, 33 - 38°F, (4) drawers each, accommodates (1) 12" x 18 x 6" food pan (NOT included), stainless steel top & sides, aluminum interior with stainless steel floor, R290 Hydrocarbon refrigerant, 1/5 HP, 115v/60/1-ph, 3.0 amps, NEMA 5-15P, cULus, UL EPH Classified, cULus, CE, Made in USA | 10070 | 10070 | Column Missing
| 1 |  | 7 year compressor warranty, 7 years parts warranty, 7 year labor warranty, standard. Visit www.truemfg.com for specifics. | 0 | 0 | Column Missing
| 1 |  | Self-contained refrigeration standard | 0 | 0 | Column Missing
| 1 |  | Bolt locks, factory installed, standard | 0 | 0 | Column Missing
| 1 |  | Castors, 1-1/2" (31-7/8" work surface height = LP) | 322.5 | 322.5 | Column Missing
855 | 0 | SpareNo | SpareNo | 0 | 0 | Column Missing
856 | 0 | SpareNo | SpareNo | 0 | 0 | Column Missing
856 | 1 | POS PRINTER | BY OS&E | 0 | 0 | Column Missing
857 | 2 | FOOD WARMER | Glo-Ray® Infrared Strip Heater, 42" W, high wattage, tubular metal heater rod, single heater rod housing, aluminum construction, 950 watts, NSF, CE, cULus, Made in USA | 227 | 454 | Column Missing
| 1 |  | NOTE: Sale of this product must comply with Hatco's Minimum Resale Price Policy; consult order acknowledgement for details | 0 | 0 | Column Missing
| 1 |  | NOTE: Includes 24/7 parts & service assistance, call 414-671-6350 | 0 | 0 | Column Missing
| 2 |  | One year on-site parts & labor warranty, plus one additional year parts only warranty on all Glo-Ray metal sheathed elements | 0 | 0 | Column Missing
| 2 |  | 120v/60/1-ph | 0 | 0 | Column Missing
| 2 |  | (1) Built-in toggle control (remote recommended) (available at time of purchase only) | 0 | 0 | Column Missing
| 2 |  | Clear Anodized Aluminum housing, finish, standard (available at time of purchase only) | 0 | 0 | Column Missing
858 | 1 | Undercounter Refrigerator | Undercounter Refrigerator, 33 - 38°F, (2) stainless steel doors, (4) PVC coated adjustable wire shelves, stainless steel top & sides, aluminum interior with stainless steel floor, R290 Hydrocarbon refrigerant, 1/4 HP, 115v/60/1-ph, 4.0 amps, NEMA 5-15P, cULus, UL EPH Classified, Made in USA | 5956.5 | 5956.5 | Column Missing
| 1 |  | 7 year compressor warranty, 7 years parts warranty, 7 year labor warranty, standard. Visit www.truemfg.com for specifics. | 0 | 0 | Column Missing
| 1 |  | Self-contained refrigeration standard | 0 | 0 | Column Missing
| 1 |  | Bolt locks, factory installed, standard | 0 | 0 | Column Missing
| 1 |  | Castors, 1-1/2" (31-7/8" work surface height = LP) | 322.5 | 322.5 | Column Missing
859 | 1 | POS PRINTER | BY OS&E | 0 | 0 | Column Missing
859 | 0 | SpareNo | SpareNo | 0 | 0 | Column Missing
860 | 0 | SpareNo | SpareNo | 0 | 0 | Column Missing
861 | 1 | HAND SINK | Hand Sink, wall mounted, 14" wide x 10" front-to-back x 5" deep bowl, 20 gauge 304 stainless steel, with splash mounted gooseneck faucet with wrist blades, basket drain, wall bracket, NSF, cCSAus | 499 | 499 | Column Missing
| 1 |  | P-trap, heavy duty, 1-1/2", 17 gauge | 93.5 | 93.5 | Column Missing
| 1 |  | Welded Side Splash, 12"H (installed height), both sides, for hand sinks with 14" wide x 10" front-to-back bowl, splash mounted faucets | 356.5 | 356.5 | Column Missing
862 | 1 | TRASH RECEPTACLE | Slim Jim® Container, 23 gallon, 22"W x 11"D x 30"H, with venting channels, molded-in handles, general purpose waste, open type without lid, high-impact plastic construction, gray, Made in USA | 61.27 | 61.27 | Column Missing
863 | 1 | STONE HEARTH OVEN | Bistro 3030 Stone Hearth Oven, radiant gas flame, 22" w x 19" d hearth, (4) 8", (2-3) 10" or (1) 12" pizza capacity, monolithic cast-ceramic floor & dome create "deep heat sink", stainless steel upper body and mantel, black PC steel base, 8" OD flue collar, ETL-Sanitation, 55,000 BTU, cETLus, ETL | 11868.5 | 11868.5 | Column Missing
| 1 |  | YOU are responsible for receiving, unloading, and installing the equipment. This includes hiring and scheduling the necessary equipment and staff for offloading upon delivery. Heavy-duty equipment is typically required due to the weight and size of the ovens. Special rigging services and equipment may be needed for installation. For the required equipment for unloading the truck GO TO: https://woodstone-corp.com/unloading-moving/ or call the factory. WE typically have the Truckers call the Site Contact 24-48 hours before delivery so that the site can arrange for any special equipment to be on site when the oven(s) arrive. ALL INSTALLATION Including receiving, warehousing, consolidation, delivery, assembly, set in place, leveling, final connections, decorative facades, and testing is BY OTHERS. | 0 | 0 | Column Missing
| 1 |  | FOB Bellingham, Washington 98226. Wood Stone transfers ownership of the goods to the buyer once freight has been loaded on the truck in Bellingham. Regarding Freight Estimates: We strive to get you the best value and pricing on freight from our preferred carriers with experience with our specialized equipment. Estimates are not binding as final dimensions and weights will affect the final shipping cost, as well as any special handling, expediting or delivery address changes. Prices may change due to carrier availability and other factors at the time of shipment. For this reason, do not list freight amounts on your Purchase Order. | 0 | 0 | Column Missing
| 1 |  | Technical Start Up by Wood Stone Authorized Service Agent for OVENS Included. This includes basic inspection of completed mechanical hook-ups to the oven, verification of incoming gas pressure to the oven, verification of burner pressures and proper function of oven components, verification that ventilation is functioning, and a check of basic oven function. This technical startup does not include initial oven heat-up (which should be performed by customer after the technical start-up), in depth ventilation troubleshooting, certification of duct materials or compliance to ventilation codes, ventilation air balancing, or operational training. This covers labor for work on the oven only; any corrections to external piping, electrical, ventilation is by others. Corrections for improper modifications to the oven are not covered under this start-up. Return trips to verify installation corrections, or due to installation or customer not being ready are not covered. No liability for oven issues or damages, including as a result of improper oven installation or ventilation, is assumed by Wood Stone as a result of this technical start-up. Wood Stone Start-up does not include travel over 50 miles or two hours, overtime, and holiday charges which shall be at the expense of the purchaser. | 0 | 0 | Column Missing
| 1 |  | One year parts and labor. See the Installation Manuals for more details. All Installation Manuals are available on our website: www.woodstone-corp.com, under Resources / Tool Kit. | 0 | 0 | Column Missing
| 1 |  | NOTE: Please review your production requirements closely before considering this oven. Please call Wood Stone with any questions. | 0 | 0 | Column Missing
| 1 |  | Natural gas | 0 | 0 | Column Missing
| 1 |  | 120v/50/60/1-ph, 2.0 amps, direct wire | 0 | 0 | Column Missing
| 1 |  | Hood for 3030 Bistro, Curved Face, pre-piped for Ansul, requires 440 CFM, 0.8" S.P. (ALL HOODS ARE pre-piped for Ansul; includes duct and plenum nozzles, fusible link holder with 450 degree fusible link, ready for connection to Customer supplied Ansul 102 system (NOTE: ANSUL SYSTEM BY OTHERS)), 430 stainless steel finish, Type 1 Hood, ETL Listed to UL 710 | 3674 | 3674 | Column Missing
| 1 |  | Exhaust #250 fan for use with hood, includes fan speed control, max. 725 CFM @ 0.8" W.C., 2.9 amps | 4344.5 | 4344.5 | Column Missing
| 1 |  | Interlock Relay, to connect fan to oven, GAS ONLY | 174 | 174 | Column Missing
| 1 |  | Mantel, stainless steel, square corners, standard | 0 | 0 | Column Missing
| 1 |  | Stainless steel UPPER: Front, sides & back UPPER: standard stainless steel finish (NOT available with facade ready upper) | 0 | 0 | Column Missing
| 1 |  | Stand, black powder coated, standard | 0 | 0 | Column Missing
864 | 1 | PREPARATION TABLE |  | 0 | 0 | Column Missing
865 | 0 | SpareNo | SpareNo | 0 | 0 | Column Missing
866 | 1 | Pizza Preparation Refrigerator | Pizza Prep, 33 - 41°F pan rail, stainless steel cover, 19-1/2"D cutting board, (2) drawers, accommodates (2) 12" x 20" x 8"D pans (NOT included), includes: (6) 1/3 size clear polycarbonate insert pans (top), stainless steel front, top & sides, aluminum interior with stainless steel floor, front breathing, R290 Hydrocarbon refrigerant, 1/4 HP, 115v/60/1-ph, 3.9 amps, NEMA 5-15P, UL EPH Classified, cULus, CE, Made in USA | 8690.5 | 8690.5 | Column Missing
| 1 |  | 7 year compressor warranty, 7 years parts warranty, 7 year labor warranty, standard. Visit www.truemfg.com for specifics. | 0 | 0 | Column Missing
| 1 |  | Self-contained refrigeration standard | 0 | 0 | Column Missing
| 1 |  | Castors, 2-1/2" | 0 | 0 | Column Missing
867 | 1 | Reach-In Refrigerator | SPEC SERIES® Refrigerator, reach-in, one-section, (1) stainless steel door with lock, cam-lift hinges, digital temperature control, (3) chrome shelves, LED interior lights, stainless steel front & sides, aluminum interior sides & walls, stainless floor & ceiling, 5" castors, R290 Hydrocarbon refrigerant, 1/4 HP, 115v/60/1-ph, 3.8 amps, NEMA 5-15P, cULus, UL EPH Classified, Made in USA, ENERGY STAR® | 9148.5 | 9148.5 | Column Missing
| 1 |  | 7 year compressor warranty, 7 years parts warranty, 7 year labor warranty, standard. Visit www.truemfg.com for specifics. | 0 | 0 | Column Missing
| 1 |  | Door hinged right standard | 0 | 0 | Column Missing
| 1 |  | (3) chrome shelves & shelf supports standard per section | 0 | 0 | Column Missing
| 1 |  | 5" castors (set of 4), standard | 0 | 0 | Column Missing
868 | 1 | PICK-UP TABLE |  | 0 | 0 | Column Missing
869 | 0 | SpareNo | SpareNo | 0 | 0 | Column Missing
870 | 0 | SpareNo | SpareNo | 0 | 0 | Column Missing
871 | 3 | CUTTING BOARD - RECESSED |  | 0 | 0 | Column Missing
872 | 1 | Undercounter Refrigerator | Undercounter Refrigerator, 33 - 38°F, (3) stainless steel doors, (6) PVC coated adjustable wire shelves, stainless steel top & sides, aluminum interior with stainless steel floor, R290 Hydrocarbon refrigerant, 1/4 HP, 115v/60/1-ph, 4.0 amps, NEMA 5-15P, cULus, UL EPH Classified, Made in USA | 6824.5 | 6824.5 | Column Missing
| 1 |  | 7 year compressor warranty, 7 years parts warranty, 7 year labor warranty, standard. Visit www.truemfg.com for specifics. | 0 | 0 | Column Missing
| 1 |  | Self-contained refrigeration standard | 0 | 0 | Column Missing
| 1 |  | Bolt locks, factory installed, standard | 0 | 0 | Column Missing
| 1 |  | Castors, 1-1/2" (31-7/8" work surface height = LP) | 322.5 | 322.5 | Column Missing
873 | 3 | HEAT LAMP | Decorative Heat Lamp, High Wattage, (1) bulb type (not included), 8-1/2"H x 6-1/2" diameter shade, 375 watt max, CE, cULus, UL EPH Classified, Made in USA | 223 | 669 | Column Missing
| 1 |  | NOTE: Sale of this product must comply with Hatco's Minimum Resale Price Policy; consult order acknowledgement for details | 0 | 0 | Column Missing
| 1 |  | NOTE: The decorative lamp & Luminaires are NOT returnable | 0 | 0 | Column Missing
| 3 |  | 120v/60/1-ph, 375 watt, standard | 0 | 0 | Column Missing
| 3 |  | No bulb is included, 375 watt max. | 0 | 0 | Column Missing
| 3 |  | MUST SPECIFY designer color selected from list of standard colors & indicated on order (available at time of purchase only) | 101 | 303 | Column Missing
| 3 |  | MUST SPECIFY designer color selected from list of standard colors & indicated on order (available at time of purchase only) | 0 | 0 | Column Missing
| 3 |  | Mounting Style - Stem - rigid stem mount to canopy, specify overall length from 14" to 71" (available at time of purchase only) | 41 | 123 | Column Missing
| 3 |  | Switch Location - Must Specify (available at time of purchase only) | 0 | 0 | Column Missing
| 3 |  | Overall Length - Up to 72" (specify exact length in whole numbers:_______) Measured from the ceiling to the bottom of the shade. (available at time of purchase only) | 0 | 0 | Column Missing
| 1 |  | NOTE: Includes 24/7 parts & service assistance, call 414-671-6350 | 0 | 0 | Column Missing
874 | 1 | EXHAUST HOOD CONTROL CABINET |  | 0 | 0 | Column Missing
875-880 | 0 | SpareNo | SpareNo | 0 | 0 | Column Missing
ICE CREAM AREA
881 | 1 | ICE CREAM SERVING TABLE |  | 0 | 0 | Column Missing
882 | 1 | DROP-IN HAND SINK | Recessed Hand Sink, 14"W x 10"D x 5" deep sink bowl, includes: 4" OC deck mounted gooseneck faucet with aerator, soap & paper towel dispensers, 4"H side splashes, 304 stainless steel, NSF (countertop opening not to exceed 17-1/4" (front to back) x 17-3/8" (left to right)) | 1954 | 1954 | Column Missing
| 1 |  | Wrist Handles Only, for splash or deck mount hand sink faucet (1 pair hot & cold 4" long blades), fits faucets supplied after November 2015 with hot & cold color rings that do not have exposed screw head | 83.5 | 83.5 | Column Missing
| 1 |  | P-trap, heavy duty, 1-1/2", 17 gauge | 93.5 | 93.5 | Column Missing
883 | 1 | TRASH CHUTE |  | 0 | 0 | Column Missing
884 | 1 | TRASH RECEPTACLE | Slim Jim® Container, 23 gallon, 22"W x 11"D x 30"H, with venting channels, molded-in handles, general purpose waste, open type without lid, high-impact plastic construction, gray, Made in USA | 47.13 | 47.13 | Column Missing
885 | 0 | SpareNo | SpareNo | 0 | 0 | Column Missing
886 | 1 | BATCH ICE CREAM FREEZER | (A=Air) Batch Freezer, counter model, air-cooled, single speed, 4-1/2 gallons per hour (18 qt.), electronic H.O.M control system, adjustable timer, welded steel construction, R404A, 208-230v/60/1-ph, NSF, cULus, (Material Code: US908019000), (contact factory for price) | 0 | 0 | Column Missing
| 1 |  | Note: For pricing, please email info@carpigiani-usa.com. | 0 | 0 | Column Missing
| 1 |  | Start-up Processing Fee (NET) | 50 | 50 | Column Missing
887 | 1 | Dipper Well | Dipper Well Faucet and Sink, 6-7/8" diameter, 1-1/2" x 4" tailpiece, 40° - 140°F system limits, 200 psi maximum static pressure limit, stainless steel seat faucet, stainless steel pan with removable inner shell | 171 | 171 | Column Missing
888 | 1 | Ice Cream Dipping Cabinet | Ice Cream Dipping Cabinet/Freezer, drop-in type, 6 gallon capacity, self-contained, removable cover with handle, stainless steel top and lid, includes (1) 13" x 25" stainless steel louver, 1/5 HP, (26.62" x 16.12" cutout required), R290 Hydrocarbon refrigerant, UL, NSF | 4759 | 4759 | Column Missing
| 1 |  | Introducing: Freight Made Simple 6% on Single purchase orders shipping to one location**. Liftgate & inside delivery not included. Nationwide Freight* *Continental United States only **6% Must be manually calculated on your purchase order total, $200 minimum. If you have any questions, please contact Customer Service at 1-800-733-8948 | 0 | 0 | Column Missing
| 1 |  | 115v/60/1-ph, 1.8 amps, NEMA 5-15P, standard | 0 | 0 | Column Missing
889 | 0 | SpareNo | SpareNo | 0 | 0 | Column Missing
890 | 0 | SpareNo | SpareNo | 0 | 0 | Column Missing
891 | 1 | TRASH CHUTE |  | 0 | 0 | Column Missing
892 | 1 | TRASH RECEPTACLE | Slim Jim® Container, 23 gallon, 22"W x 11"D x 30"H, with venting channels, molded-in handles, general purpose waste, open type without lid, high-impact plastic construction, gray, Made in USA | 47.13 | 47.13 | Column Missing
893 | 1 | POS SYSTEM | BY OS&E | 0 | 0 | Column Missing
894 | 1 | POS PRINTER | BY OS&E | 0 | 0 | Column Missing
895 | 0 | SpareNo | SpareNo | 0 | 0 | Column Missing
896 | 1 | PASS-THRU WINDOW WITH SHELF |  | 0 | 0 | Column Missing
897 | 0 | SpareNo | SpareNo | 0 | 0 | Column Missing
898 | 0 | SpareNo | SpareNo | 0 | 0 | Column Missing
899 | 0 | SpareNo | SpareNo | 0 | 0 | Column Missing
900 | 0 | SpareNo | SpareNo | 0 | 0 | Column Missing
WAREWASH AREA
901 | 1 | HAND SINK | Hand Sink, wall mounted, 14" wide x 10" front-to-back x 5" deep bowl, 20 gauge 304 stainless steel, with splash mounted gooseneck faucet with wrist blades, basket drain, wall bracket, NSF, cCSAus | 499 | 499 | Column Missing
| 1 |  | P-trap, heavy duty, 1-1/2", 17 gauge | 93.5 | 93.5 | Column Missing
| 1 |  | Welded Side Splash, 12"H (installed height), both sides, for hand sinks with 14" wide x 10" front-to-back bowl, splash mounted faucets | 356.5 | 356.5 | Column Missing
902 | 1 | TRASH RECEPTACLE | Slim Jim® Container, 23 gallon, 22"W x 11"D x 30"H, with venting channels, molded-in handles, general purpose waste, open type without lid, high-impact plastic construction, gray, Made in USA | 47.13 | 47.13 | Column Missing
903 | 1 | SOILED DISH TABLE WITH SINK |  | 0 | 0 | Column Missing
904 | 1 | DISH DROP WINDOW WITH SHELF |  | 0 | 0 | Column Missing
905 | 0 | SpareNo | SpareNo | 0 | 0 | Column Missing
906 | 1 | DOUBLE SIDED GLASS RACK SHELF |  | 0 | 0 | Column Missing
907 | 2 | TRASH RECEPTACLE | ProSave® Brute® Container, without lid, 20 gallon, 19-1/2"D x 22-7/8"H, round, reinforced rims, built in handles, double rimmed base, high-impact plastic construction, gray, NSF | 22.5015 | 45.003 | Column Missing
| 2 | Trash Receptacle, Dolly | Brute® Dolly, 18-1/4"D x 6-5/8"H, heavy duty 3" casters, 250 lb. capacity, for 2620, 2632, 2643, 2655, black | 45.255 | 90.51 | Column Missing
| 2 | Trash Receptacle Lid / Top | ProSave® Sliding Container Lid, fits container Brute® 2620, 20-3/4" dia. x 5"H, includes 3 cup portioning scoop (9G52), clear rotating sliding door, dishwasher safe, white, NSF, S.O.S. (Special Order Smallwares) product; see SOS document for details | 53.298 | 106.596 | Column Missing
908 | 1 | PRE-RINSE UNIT | Pre-Rinse Unit, spring style, backsplash mount, 8" centers, 16" riser, 36" hose, 1.15 GPM Ultra-Spray™ PLUS spray valve with built-in spray handle clip & dish guard bumper, lever handles with color coded indexes, add-on faucet with 10" swing spout, includes wall bracket, 1/2" NPT male inlets, brass, ADA Compliant | 310 | 310 | Column Missing
909 | 0 | SpareNo | SpareNo | 0 | 0 | Column Missing
910 | 0 | SpareNo | SpareNo | 0 | 0 | Column Missing
911 | 1 | DISH MACHINE | Ventless Conveyor Dishwasher, heat pump energy recovery operation, single tank, (202) racks/hour, Opti-Rinse™ system, insulated hinged cabinet-style doors with door interlock switches, door actuated drain closure, pressure reducing valve, self-aligning wash manifolds, stainless steel anti-clogging wash arms, removable pump intake screen, stainless steel self-draining pump & impeller, (1) scrap screen & basket, 19-1/2"H chamber accommodates (6) sheet pans, 0.62 gallon/rack, stainless steel enclosure panels, NSF rated pot and pan mode, programmable microprocessor controls with low temperature, dirty water, and de-lime notification, 30kW stainless booster heater, 9kW wash tank heater, 4 HP compressor, 1/6 HP drive, 2 HP wash, 1/6 HP heat pump fan, ENERGY STAR® (heat pump ships separately) | 0 | 0 | Column Missing
912 | 1 | CLEAN DISH TABLE |  | 0 | 0 | Column Missing
913 | 1 | GLASS RACK SHELF |  | 0 | 0 | Column Missing
914 | 1 | UNDER-COUNTER DISH MACHINE | Dishwasher, undercounter, 24"W x 25"D x 33-3/4"H, high temperature sanitizing, with StemsSure™ soft start to protect glasses & dishes from chipping & breaking, (40) racks per hour capacity, 90 second cycle, top mounted controls with prime switch, 15-3/4"H door opening, door safety switch, advanced digital thermometer monitoring, stainless steel top & side panels, quiet double-wall construction, detergent & rinse aid pumps, automatic drain cycle, pumped drain, built-in electric booster for 180°F final rinse water (standard 70°F/39°C rise), rinse sentry – extends the cycle time to ensure 180°F final rinse, low-water tank heat protection, automatic tank fill, (1) peg rack, (1) flat rack, 1 HP wash pump motor, Water pressure regulating valve (unmounted), Shear Energy – a reduction in energy requirements while maximizing performance, Multi-Power – includes: Multi-Volt & Multi-Phase (Allows for infield conversion to 208-240 volt and/or single to three phase with ease), NSF, cETLus, ENERGY STAR® | 5957.5 | 5957.5 | Column Missing
| 1 |  | 1 year parts & labor warranty, standard | 0 | 0 | Column Missing
| 1 |  | 9kW booster, 100°F Rise | 565 | 565 | Column Missing
| 1 |  | 208-240v/60/1-ph, 9kW booster (3 wire plus ground required) | 0 | 0 | Column Missing
| 1 |  | Drain water tempering kit (un-mounted) | 463.5 | 463.5 | Column Missing
| 1 |  | Roller Kit, 1", set of (4) casters, (2) braked | 152.5 | 152.5 | Column Missing
915 | 0 | SpareNo | SpareNo | 0 | 0 | Column Missing
916 | 2 | GLASS RACK DOLLY | Dolly, for Cup/Glass Rack, platform design, single stack, designed for 20" x 20" racks, all aluminum construction, with corner bumpers & handle | 484 | 968 | Column Missing
917 | 1 | POT SINK |  | 0 | 0 | Column Missing
918 | 1 | POT SHELF |  | 0 | 0 | Column Missing
919 | 0 | SpareNo | SpareNo | 0 | 0 | Column Missing
920 | 0 | SpareNo | SpareNo | 0 | 0 | Column Missing
921 | 1 | PRE-RINSE UNIT | Pre-Rinse Unit, spring style, backsplash mount, 8" centers, 16" riser, 36" hose, 1.15 GPM Ultra-Spray™ PLUS spray valve with built-in spray handle clip & dish guard bumper, lever handles with color coded indexes, add-on faucet with 10" swing spout, includes wall bracket, 1/2" NPT male inlets, brass, ADA Compliant | 310 | 310 | Column Missing
922 | 1 | POT SHELF |  | 0 | 0 | Column Missing
923 | 1 | FLOOR TROUGH AND GRATE |  | 0 | 0 | Column Missing
924 | 1 | CLEAN DISH STORAGE SHELVING | Super Erecta® Shelf, wire, 48"W x 18"D, plastic split sleeves are included in each carton, Metroseal 3™ epoxy-coated corrosion-resistant finish with Microban® antimicrobial protection, NSF | 384.9982 | 384.9982 | Column Missing
925 | 0 | SpareNo | SpareNo | 0 | 0 | Column Missing
926 | 1 | MOP RACK | BY GENERAL CONTRACTOR | 0 | 0 | Column Missing
927 | 1 | MOP SINK | BY GENERAL CONTRACTOR | 0 | 0 | Column Missing
928 | 1 | HOSE BIBB | BY GENERAL CONTRACTOR | 0 | 0 | Column Missing
929 | 0 | SpareNo | SpareNo | 0 | 0 | Column Missing
930 | 0 | SpareNo | SpareNo | 0 | 0 | Column Missing
931 | 1 | WALL SHELF |  | 0 | 0 | Column Missing
932 | 1 | DETERGENT STORAGE SHELVING | Super Erecta® Shelf, wire, 48"W x 18"D, plastic split sleeves are included in each carton, Metroseal 3™ epoxy-coated corrosion-resistant finish with Microban® antimicrobial protection, NSF | 384.9982 | 384.9982 | Column Missing
933 | 0 | SpareNo | SpareNo | 0 | 0 | Column Missing
934 | 0 | SpareNo | SpareNo | 0 | 0 | Column Missing
935-1000 | 0 | SpareNo | SpareNo | 0 | 0 | Column Missing
POOL BAR AREA
1001 | 1 | BAR TOP AND DIE | MILLWORK BY GENERAL CONTRACTOR | 0 | 0 | Column Missing
1002 | 1 | Drainboard | Underbar Storage Cabinet 24"W x 24"D, 4" or 6"H backsplash with 1" return at top, pitched drainboard top with 1-1/2" NPS drain socket with 1/2" OD barb & 1/2" ID anti-microbial tubing, 1-1/2" NPS male drain center back of cabinet bottom, (1) adjustable intermediate shelf, stainless steel construction, Perlick Quick Clamp stainless steel legs & adjustable feet, NSF Listed | 1142.5 | 1142.5 | Column Missing
| 1 |  | 6" backsplash | 0 | 0 | Column Missing
| 2 |  | Perlick Flex Mount Leg Relocation Kit, Includes: (1) Rails, (1) Bolts, and (1)Tightening Knobs | 50 | 100 | Column Missing
| 1 |  | TSF Series 24"W Perforated Drainboard Insert, 'Stadium' shaped perforations, stainless steel construction, factory installed | 145 | 145 | Column Missing
1003 | 1 | Glasswasher | Underbar Glasswasher, door type, 24"W, low temperature chemical sanitizing, (30) 20" x 20" racks per hour, 12-1/8" maximum glass height, upper & lower stainless steel wash arms with reinforced caps, built-in chemical pumps & deliming system, pumped drain, stainless steel construction, 4" adjustable legs, 1 HP wash pump motor, 115v/60/1-ph, 16.0 amps, NSF, UL | 7760 | 7760 | Column Missing
| 1 |  | 1 yr. parts & labor warranty | 0 | 0 | Column Missing
1004 | 1 | Drainboard | Underbar Storage Cabinet 24"W x 24"D, 4" or 6"H backsplash with 1" return at top, pitched drainboard top with 1-1/2" NPS drain socket with 1/2" OD barb & 1/2" ID anti-microbial tubing, 1-1/2" NPS male drain center back of cabinet bottom, (1) adjustable intermediate shelf, stainless steel construction, Perlick Quick Clamp stainless steel legs & adjustable feet, NSF Listed | 1142.5 | 1142.5 | Column Missing
| 1 |  | 6" backsplash | 0 | 0 | Column Missing
| 2 |  | Perlick Flex Mount Leg Relocation Kit, Includes: (1) Rails, (1) Bolts, and (1)Tightening Knobs | 50 | 100 | Column Missing
| 1 |  | TSF Series 24"W Perforated Drainboard Insert, 'Stadium' shaped perforations, stainless steel construction, factory installed | 145 | 145 | Column Missing
1005 | 0 | SpareNo | SpareNo | 0 | 0 | Column Missing
1006 | 1 | CORNER DRAINBOARD |  | 0 | 0 | Column Missing
1007 | 1 | FILLER PIECE |  | 0 | 0 | Column Missing
1008 | 1 | TRASH UNIT | TSF Series Trash Receptacle Top Cover, 12"W x 24"D x 13-9/16"H, stainless steel construction (wastebasket is not included), 6"H backsplash, 8-3/8" x 6-3/8" opening for trash (requires support by adjacent underbar equipment or accessory end panel & leg kit) | 451 | 451 | Column Missing
| 1 |  | 6" Backsplash standard | 0 | 0 | Column Missing
1009 | 0 | SpareNo | SpareNo | 0 | 0 | Column Missing
1010 | 0 | SpareNo | SpareNo | 0 | 0 | Column Missing
1011 | 1 | DUMP SINK | TS Series Underbar Wet Waste Sink Unit, 12"W x 18-9/16"D, 10" wide x 14" front-to-back x 9-1/4" deep 18 gauge stainless steel sink, backsplash, 4" OC splash mount faucet holes, 1-1/2" NPS male drain, stainless steel construction, Perlick Quick Clamp tool less leg attachment, stainless steel legs with 1" adjustable thermoplastic feet | 750 | 750 | Column Missing
| 1 |  | 6" Backsplash standard | 0 | 0 | Column Missing
| 1 |  | Front Loading Faucet, wall/splash mount, lead free, gooseneck spout, faucet valves includes: built-in check valves to prevent back flow or across flow, (2) 3/8" O.D. x 3/8" O.D. x 18", braided stainless steel supply lines included | 286.5 | 286.5 | Column Missing
| 1 |  | Perforated Wet Waste Pan, 7 quart capacity, stainless steel (10-3/8" x 12-3/4" x 4" deep) | 92.5 | 92.5 | Column Missing
| 1 |  | End Splash, right, 6", for TS or TSF series | 112.5 | 112.5 | Column Missing
| 1 |  | End Splash, left, 6", for TS or TSF series | 112.5 | 112.5 | Column Missing
1012 | 1 | COCKTAIL STATION | Tobin Ellis Signature Ice Chest, modular, 24"W, approximately 50 lbs. ice capacity, 6"H backsplash with 1" return, ABS plastic top ledge, stainless steel top & sides, stainless steel interior, galvanized steel back & bottom, 1/2" NPS drain, stainless steel legs with adjustable thermoplastic feet, NSF | 1157.5 | 1157.5 | Column Missing
| 1 |  | 6" Backsplash standard | 0 | 0 | Column Missing
| 1 |  | Covers MUST be selected to satisfy NSF and/or local code requirements | 0 | 0 | Column Missing
| 1 |  | Tobin Ellis Signature Ice Chest Covers, 3-piece sliding assembly, 24"W, front & back, stainless steel (for TSC24 ice chests) | 201 | 201 | Column Missing
| 2 |  | Tobin Ellis Signature Ice Bin Divider, stainless steel, for TSC series ice chests | 70 | 140 | Column Missing
1013 | 1 | DOUBLE Speed Rail | Speed Rail, double, 36" W, stainless steel construction, factory installed | 335 | 335 | Column Missing
1014 | 1 | FILLER PIECE |  | 0 | 0 | Column Missing
1015 | 0 | SpareNo | SpareNo | 0 | 0 | Column Missing
1016 | 1 | Soda Gun HOLDER | TSF Series Soda Gun Filler Section, 4"W x 24"D x 22"H, all stainless steel construction, universal design accepts either Wunder-Bar® & Schroeder America™ 8-14 product soda manifolds & drip cups (accepts only NON-FLOW CONTROL manifolds that don't exceed 3" in overall thickness), interior mounted manifold conceals soda lines, tool-less removal of top cover provides easy access, integrated drip cup mounting allows concealed routing of drip tube to waste drain, accessory speed rails can bypass or terminate on Soda Gun Filler, soda manifold, hose gun & drip cup NOT included, NSF | 496 | 496 | Column Missing
1017 | 1 | SODA GUN | BY VENDOR | 0 | 0 | Column Missing
1018 | 1 | FILLER PIECE |  | 0 | 0 | Column Missing
1019 | 0 | SpareNo | SpareNo | 0 | 0 | Column Missing
1020 | 0 | SpareNo | SpareNo | 0 | 0 | Column Missing
1021 | 1 | Undercounter Refrigerator | C-Series Refrigerator, undercounter, 23-7/8"W x 24"D, self-contained refrigeration, 34°F to 42°F temperature range, 5.3 cu. ft. interior volume, digital thermostat & control, LED interior lighting, (2) black vinyl-coated full extension shelves (adjustable) & (1) black-vinyl coated floor rack, (1) hinged door, front vented, self-evaporating condensate pan, galvanized back & base, stainless steel top, sides, & interior, R600a, 115v/60/1-ph, 1.6 amps, NEMA 5-15P, NSF, cULus, ETL-Sanitation | 3221 | 3221 | Column Missing
| 1 |  | WARNING: The materials used in this product may contain chemicals known to the State of California to cause cancer and birth defects or other reproductive harm. For more information go to www.P65Warnings.ca.gov | 0 | 0 | Column Missing
| 1 |  | 5 yr. compressor warranty, 1 yr. parts & labor warranty | 0 | 0 | Column Missing
| 1 |  | Door finish: glass with stainless steel frame | 280 | 280 | Column Missing
| 1 |  | Left hinged(nc) | 0 | 0 | Column Missing
| 1 |  | Full length, 24", stainless steel grip with chrome endcaps | 0 | 0 | Column Missing
| 1 |  | Door lock, chrome | 94 | 94 | Column Missing
| 1 |  | No dispensing | 0 | 0 | Column Missing
| 1 |  | Casters, 3-3/4", includes mounting platform (set of 4) | 295.5 | 295.5 | Column Missing
1022 | 1 | DRAINBOARD TOP |  | 0 | 0 | Column Missing
1023 | 1 | Undercounter Freezer | (QuickShip) ADA Series Freezer, undercounter, 23-7/8"W x 24"D, self-contained refrigeration, -10° to 10°F temperature range, (4.8) cu. ft. interior capacity, digital thermostat & control, LED interior lighting, stainless steel drawers with lock, front vented, automatic defrost, galvanized back & base, stainless steel top, sides, & interior, R600a, 115v/60/1-ph, 2.4 amps, NEMA 5-15P, ETL-Sanitation, cULus, ADA Compliant | 4120 | 4120 | Column Missing
| 1 |  | WARNING: The materials used in this product may contain chemicals known to the State of California to cause cancer and birth defects or other reproductive harm. For more information go to www.P65Warnings.ca.gov | 0 | 0 | Column Missing
| 1 |  | Please note: This unit is intended for chilling glasses or holding product at freezing, not intended to hold food overnight or freeze ice cubes. | 0 | 0 | Column Missing
| 1 |  | 5 yr. compressor warranty, 1 yr. parts & labor warranty | 0 | 0 | Column Missing
| 1 |  | Casters, 3-3/4", includes mounting platform (set of 4) | 295.5 | 295.5 | Column Missing
1024 | 1 | FILLER PIECE |  | 0 | 0 | Column Missing
1025 | 0 | SpareNo | SpareNo | 0 | 0 | Column Missing
1026 | 1 | TRASH UNIT | TSF Series Trash Receptacle Top Cover, 12"W x 24"D x 13-9/16"H, stainless steel construction (wastebasket is not included), 6"H backsplash, 8-3/8" x 6-3/8" opening for trash (requires support by adjacent underbar equipment or accessory end panel & leg kit) | 451 | 451 | Column Missing
| 1 |  | 6" Backsplash standard | 0 | 0 | Column Missing
1027 | 1 | DUMP SINK | TS Series Underbar Wet Waste Sink Unit, 12"W x 18-9/16"D, 10" wide x 14" front-to-back x 9-1/4" deep 18 gauge stainless steel sink, backsplash, 4" OC splash mount faucet holes, 1-1/2" NPS male drain, stainless steel construction, Perlick Quick Clamp tool less leg attachment, stainless steel legs with 1" adjustable thermoplastic feet | 750 | 750 | Column Missing
| 1 |  | 6" Backsplash standard | 0 | 0 | Column Missing
| 1 |  | Front Loading Faucet, wall/splash mount, lead free, gooseneck spout, faucet valves includes: built-in check valves to prevent back flow or across flow, (2) 3/8" O.D. x 3/8" O.D. x 18", braided stainless steel supply lines included | 286.5 | 286.5 | Column Missing
| 1 |  | Perforated Wet Waste Pan, 7 quart capacity, stainless steel (10-3/8" x 12-3/4" x 4" deep) | 92.5 | 92.5 | Column Missing
| 1 |  | End Splash, right, 6", for TS or TSF series | 112.5 | 112.5 | Column Missing
| 1 |  | End Splash, left, 6", for TS or TSF series | 112.5 | 112.5 | Column Missing
1028 | 1 | COCKTAIL STATION | Tobin Ellis Signature Ice Chest, modular, 24"W, approximately 50 lbs. ice capacity, 6"H backsplash with 1" return, ABS plastic top ledge, stainless steel top & sides, stainless steel interior, galvanized steel back & bottom, 1/2" NPS drain, stainless steel legs with adjustable thermoplastic feet, NSF | 1157.5 | 1157.5 | Column Missing
| 1 |  | 6" Backsplash standard | 0 | 0 | Column Missing
| 1 |  | Covers MUST be selected to satisfy NSF and/or local code requirements | 0 | 0 | Column Missing
| 1 |  | Tobin Ellis Signature Ice Chest Covers, 3-piece sliding assembly, 24"W, front & back, stainless steel (for TSC24 ice chests) | 201 | 201 | Column Missing
| 2 |  | Tobin Ellis Signature Ice Bin Divider, stainless steel, for TSC series ice chests | 70 | 140 | Column Missing
1029 | 0 | SpareNo | SpareNo | 0 | 0 | Column Missing
1030 | 0 | SpareNo | SpareNo | 0 | 0 | Column Missing
1031 | 1 | DOUBLE Speed Rail | Speed Rail, double, 36" W, stainless steel construction, factory installed | 335 | 335 | Column Missing
1032 | 1 | Soda Gun HOLDER | TSF Series Soda Gun Filler Section, 4"W x 24"D x 22"H, all stainless steel construction, universal design accepts either Wunder-Bar® & Schroeder America™ 8-14 product soda manifolds & drip cups (accepts only NON-FLOW CONTROL manifolds that don't exceed 3" in overall thickness), interior mounted manifold conceals soda lines, tool-less removal of top cover provides easy access, integrated drip cup mounting allows concealed routing of drip tube to waste drain, accessory speed rails can bypass or terminate on Soda Gun Filler, soda manifold, hose gun & drip cup NOT included, NSF | 496 | 496 | Column Missing
1033 | 1 | SODA GUN | BY VENDOR | 0 | 0 | Column Missing
1034 | 1 | FILLER PIECE |  | 0 | 0 | Column Missing
1035 | 0 | SpareNo | SpareNo | 0 | 0 | Column Missing
1036 | 1 | Undercounter Refrigerator | C-Series Refrigerator, undercounter, 23-7/8"W x 24"D, self-contained refrigeration, 34°F to 42°F temperature range, 5.3 cu. ft. interior volume, digital thermostat & control, LED interior lighting, (2) black vinyl-coated full extension shelves (adjustable) & (1) black-vinyl coated floor rack, (1) hinged door, front vented, self-evaporating condensate pan, galvanized back & base, stainless steel top, sides, & interior, R600a, 115v/60/1-ph, 1.6 amps, NEMA 5-15P, NSF, cULus, ETL-Sanitation | 3221 | 3221 | Column Missing
| 1 |  | WARNING: The materials used in this product may contain chemicals known to the State of California to cause cancer and birth defects or other reproductive harm. For more information go to www.P65Warnings.ca.gov | 0 | 0 | Column Missing
| 1 |  | 5 yr. compressor warranty, 1 yr. parts & labor warranty | 0 | 0 | Column Missing
| 1 |  | Door finish: glass with stainless steel frame | 280 | 280 | Column Missing
| 1 |  | Left hinged(nc) | 0 | 0 | Column Missing
| 1 |  | Full length, 24", stainless steel grip with chrome endcaps | 0 | 0 | Column Missing
| 1 |  | Door lock, chrome | 94 | 94 | Column Missing
| 1 |  | No dispensing | 0 | 0 | Column Missing
| 1 |  | Casters, 3-3/4", includes mounting platform (set of 4) | 295.5 | 295.5 | Column Missing
1037 | 1 | DRAINBOARD TOP |  | 0 | 0 | Column Missing
1038 | 1 | Hand Sink | TSF Series Underbar Hand Sink Unit, 12"W x 24"D, 10" wide x 14" front-to-back x 9-1/4" deep 18 gauge stainless steel sink, backsplash, 4" OC splash mount faucet holes, (16) oz. pump soap dispenser integrated into front apron, C-fold paper towel dispenser integrated into front apron, stainless steel hinged door with magnetic catches, 1-1/2" NPS male drain, stainless steel construction, Perlick Quick Clamp tool less leg attachment, stainless steel legs with 1" adjustable thermoplastic feet | 1050 | 1050 | Column Missing
| 1 |  | 6" Backsplash standard | 0 | 0 | Column Missing
| 2 |  | Perlick Flex Mount Leg Relocation Kit, Includes: (1) Rails, (1) Bolts, and (1)Tightening Knobs | 50 | 100 | Column Missing
| 1 |  | Front Loading Faucet, wall/splash mount, lead free, gooseneck spout, faucet valves includes: built-in check valves to prevent back flow or across flow, (2) 3/8" O.D. x 3/8" O.D. x 18", braided stainless steel supply lines included | 286.5 | 286.5 | Column Missing
| 1 |  | Perforated Wet Waste Pan, 7 quart capacity, stainless steel (10-3/8" x 12-3/4" x 4" deep) | 92.5 | 92.5 | Column Missing
| 1 |  | End Splash, right, 6", for TS or TSF series | 112.5 | 112.5 | Column Missing
| 1 |  | End Splash, left, 6", for TS or TSF series | 112.5 | 112.5 | Column Missing
1039 | 0 | SpareNo | SpareNo | 0 | 0 | Column Missing
1040 | 0 | SpareNo | SpareNo | 0 | 0 | Column Missing
1041 | 1 | Drainboard | Underbar Storage Cabinet 24"W x 24"D, 4" or 6"H backsplash with 1" return at top, pitched drainboard top with 1-1/2" NPS drain socket with 1/2" OD barb & 1/2" ID anti-microbial tubing, 1-1/2" NPS male drain center back of cabinet bottom, (1) adjustable intermediate shelf, stainless steel construction, Perlick Quick Clamp stainless steel legs & adjustable feet, NSF Listed | 1142.5 | 1142.5 | Column Missing
| 1 |  | 6" backsplash | 0 | 0 | Column Missing
| 2 |  | Perlick Flex Mount Leg Relocation Kit, Includes: (1) Rails, (1) Bolts, and (1)Tightening Knobs | 50 | 100 | Column Missing
| 1 |  | TSF Series 24"W Perforated Drainboard Insert, 'Stadium' shaped perforations, stainless steel construction, factory installed | 145 | 145 | Column Missing
1042 | 1 | TRASH RECEPTACLE | Slim Jim® Container, 23 gallon, 22"W x 11"D x 30"H, with venting channels, molded-in handles, general purpose waste, open type without lid, high-impact plastic construction, gray, Made in USA | 61.27 | 61.27 | Column Missing
1043 | 1 | FILLER PIECE |  | 0 | 0 | Column Missing
1044 | 1 | TRASH UNIT | TSF Series Trash Receptacle Top Cover, 12"W x 24"D x 13-9/16"H, stainless steel construction (wastebasket is not included), 6"H backsplash, 8-3/8" x 6-3/8" opening for trash (requires support by adjacent underbar equipment or accessory end panel & leg kit) | 451 | 451 | Column Missing
| 1 |  | 6" Backsplash standard | 0 | 0 | Column Missing
1045 | 0 | SpareNo | SpareNo | 0 | 0 | Column Missing
1046 | 1 | DUMP SINK | TS Series Underbar Wet Waste Sink Unit, 12"W x 18-9/16"D, 10" wide x 14" front-to-back x 9-1/4" deep 18 gauge stainless steel sink, backsplash, 4" OC splash mount faucet holes, 1-1/2" NPS male drain, stainless steel construction, Perlick Quick Clamp tool less leg attachment, stainless steel legs with 1" adjustable thermoplastic feet | 750 | 750 | Column Missing
| 1 |  | 6" Backsplash standard | 0 | 0 | Column Missing
| 1 |  | Front Loading Faucet, wall/splash mount, lead free, gooseneck spout, faucet valves includes: built-in check valves to prevent back flow or across flow, (2) 3/8" O.D. x 3/8" O.D. x 18", braided stainless steel supply lines included | 286.5 | 286.5 | Column Missing
| 1 |  | Perforated Wet Waste Pan, 7 quart capacity, stainless steel (10-3/8" x 12-3/4" x 4" deep) | 92.5 | 92.5 | Column Missing
| 1 |  | End Splash, right, 6", for TS or TSF series | 112.5 | 112.5 | Column Missing
| 1 |  | End Splash, left, 6", for TS or TSF series | 112.5 | 112.5 | Column Missing
1047 | 1 | COCKTAIL STATION | Tobin Ellis Signature Ice Chest, modular, 24"W, approximately 50 lbs. ice capacity, 6"H backsplash with 1" return, ABS plastic top ledge, stainless steel top & sides, stainless steel interior, galvanized steel back & bottom, 1/2" NPS drain, stainless steel legs with adjustable thermoplastic feet, NSF | 1157.5 | 1157.5 | Column Missing
| 1 |  | 6" Backsplash standard | 0 | 0 | Column Missing
| 1 |  | Covers MUST be selected to satisfy NSF and/or local code requirements | 0 | 0 | Column Missing
| 1 |  | Tobin Ellis Signature Ice Chest Covers, 3-piece sliding assembly, 24"W, front & back, stainless steel (for TSC24 ice chests) | 201 | 201 | Column Missing
| 2 |  | Tobin Ellis Signature Ice Bin Divider, stainless steel, for TSC series ice chests | 70 | 140 | Column Missing
1048 | 1 | DOUBLE Speed Rail | Speed Rail, double, 36" W, stainless steel construction, factory installed | 335 | 335 | Column Missing
1049 | 0 | SpareNo | SpareNo | 0 | 0 | Column Missing
1050 | 0 | SpareNo | SpareNo | 0 | 0 | Column Missing
1051 | 1 | Soda Gun HOLDER | TSF Series Soda Gun Filler Section, 4"W x 24"D x 22"H, all stainless steel construction, universal design accepts either Wunder-Bar® & Schroeder America™ 8-14 product soda manifolds & drip cups (accepts only NON-FLOW CONTROL manifolds that don't exceed 3" in overall thickness), interior mounted manifold conceals soda lines, tool-less removal of top cover provides easy access, integrated drip cup mounting allows concealed routing of drip tube to waste drain, accessory speed rails can bypass or terminate on Soda Gun Filler, soda manifold, hose gun & drip cup NOT included, NSF | 496 | 496 | Column Missing
1052 | 1 | SODA GUN | BY VENDOR | 0 | 0 | Column Missing
1053 | 1 | FILLER PIECE |  | 0 | 0 | Column Missing
1054 | 1 | Undercounter Refrigerator | C-Series Refrigerator, undercounter, 23-7/8"W x 24"D, self-contained refrigeration, 34°F to 42°F temperature range, 5.3 cu. ft. interior volume, digital thermostat & control, LED interior lighting, (2) black vinyl-coated full extension shelves (adjustable) & (1) black-vinyl coated floor rack, (1) hinged door, front vented, self-evaporating condensate pan, galvanized back & base, stainless steel top, sides, & interior, R600a, 115v/60/1-ph, 1.6 amps, NEMA 5-15P, NSF, cULus, ETL-Sanitation | 3221 | 3221 | Column Missing
| 1 |  | WARNING: The materials used in this product may contain chemicals known to the State of California to cause cancer and birth defects or other reproductive harm. For more information go to www.P65Warnings.ca.gov | 0 | 0 | Column Missing
| 1 |  | 5 yr. compressor warranty, 1 yr. parts & labor warranty | 0 | 0 | Column Missing
| 1 |  | Door finish: glass with stainless steel frame | 280 | 280 | Column Missing
| 1 |  | Left hinged(nc) | 0 | 0 | Column Missing
| 1 |  | Full length, 24", stainless steel grip with chrome endcaps | 0 | 0 | Column Missing
| 1 |  | Door lock, chrome | 94 | 94 | Column Missing
| 1 |  | No dispensing | 0 | 0 | Column Missing
| 1 |  | Casters, 3-3/4", includes mounting platform (set of 4) | 295.5 | 295.5 | Column Missing
1055 | 0 | SpareNo | SpareNo | 0 | 0 | Column Missing
1056 | 1 | DRAINBOARD TOP |  | 0 | 0 | Column Missing
1057 | 1 | Undercounter Refrigerator | C-Series Refrigerator, undercounter, 23-7/8"W x 24"D, self-contained refrigeration, 34°F to 42°F temperature range, 5.3 cu. ft. interior volume, digital thermostat & control, LED interior lighting, (2) black vinyl-coated full extension shelves (adjustable) & (1) black-vinyl coated floor rack, (1) hinged door, front vented, self-evaporating condensate pan, galvanized back & base, stainless steel top, sides, & interior, R600a, 115v/60/1-ph, 1.6 amps, NEMA 5-15P, NSF, cULus, ETL-Sanitation | 3221 | 3221 | Column Missing
| 1 |  | WARNING: The materials used in this product may contain chemicals known to the State of California to cause cancer and birth defects or other reproductive harm. For more information go to www.P65Warnings.ca.gov | 0 | 0 | Column Missing
| 1 |  | 5 yr. compressor warranty, 1 yr. parts & labor warranty | 0 | 0 | Column Missing
| 1 |  | Door finish: glass with stainless steel frame | 280 | 280 | Column Missing
| 1 |  | Left hinged(nc) | 0 | 0 | Column Missing
| 1 |  | Full length, 24", stainless steel grip with chrome endcaps | 0 | 0 | Column Missing
| 1 |  | Door lock, chrome | 94 | 94 | Column Missing
| 1 |  | No dispensing | 0 | 0 | Column Missing
| 1 |  | Casters, 3-3/4", includes mounting platform (set of 4) | 295.5 | 295.5 | Column Missing
1058 | 1 | Undercounter Freezer | (QuickShip) ADA Series Freezer, undercounter, 23-7/8"W x 24"D, self-contained refrigeration, -10° to 10°F temperature range, (4.8) cu. ft. interior capacity, digital thermostat & control, LED interior lighting, stainless steel drawers with lock, front vented, automatic defrost, galvanized back & base, stainless steel top, sides, & interior, R600a, 115v/60/1-ph, 2.4 amps, NEMA 5-15P, ETL-Sanitation, cULus, ADA Compliant | 4120 | 4120 | Column Missing
| 1 |  | WARNING: The materials used in this product may contain chemicals known to the State of California to cause cancer and birth defects or other reproductive harm. For more information go to www.P65Warnings.ca.gov | 0 | 0 | Column Missing
| 1 |  | Please note: This unit is intended for chilling glasses or holding product at freezing, not intended to hold food overnight or freeze ice cubes. | 0 | 0 | Column Missing
| 1 |  | 5 yr. compressor warranty, 1 yr. parts & labor warranty | 0 | 0 | Column Missing
| 1 |  | Casters, 3-3/4", includes mounting platform (set of 4) | 295.5 | 295.5 | Column Missing
1059 | 0 | SpareNo | SpareNo | 0 | 0 | Column Missing
1060 | 0 | SpareNo | SpareNo | 0 | 0 | Column Missing
1061 | 1 | CORNER DRAINBOARD |  | 0 | 0 | Column Missing
1062 | 1 | TRASH UNIT | TSF Series Trash Receptacle Top Cover, 12"W x 24"D x 13-9/16"H, stainless steel construction (wastebasket is not included), 6"H backsplash, 8-3/8" x 6-3/8" opening for trash (requires support by adjacent underbar equipment or accessory end panel & leg kit) | 451 | 451 | Column Missing
| 1 |  | 6" Backsplash standard | 0 | 0 | Column Missing
1063 | 1 | DUMP SINK | TS Series Underbar Wet Waste Sink Unit, 12"W x 18-9/16"D, 10" wide x 14" front-to-back x 9-1/4" deep 18 gauge stainless steel sink, backsplash, 4" OC splash mount faucet holes, 1-1/2" NPS male drain, stainless steel construction, Perlick Quick Clamp tool less leg attachment, stainless steel legs with 1" adjustable thermoplastic feet | 750 | 750 | Column Missing
| 1 |  | 6" Backsplash standard | 0 | 0 | Column Missing
| 1 |  | Front Loading Faucet, wall/splash mount, lead free, gooseneck spout, faucet valves includes: built-in check valves to prevent back flow or across flow, (2) 3/8" O.D. x 3/8" O.D. x 18", braided stainless steel supply lines included | 286.5 | 286.5 | Column Missing
| 1 |  | Perforated Wet Waste Pan, 7 quart capacity, stainless steel (10-3/8" x 12-3/4" x 4" deep) | 92.5 | 92.5 | Column Missing
| 1 |  | End Splash, right, 6", for TS or TSF series | 112.5 | 112.5 | Column Missing
| 1 |  | End Splash, left, 6", for TS or TSF series | 112.5 | 112.5 | Column Missing
1064 | 1 | COCKTAIL STATION | Tobin Ellis Signature Ice Chest, modular, 24"W, approximately 50 lbs. ice capacity, 6"H backsplash with 1" return, ABS plastic top ledge, stainless steel top & sides, stainless steel interior, galvanized steel back & bottom, 1/2" NPS drain, stainless steel legs with adjustable thermoplastic feet, NSF | 1157.5 | 1157.5 | Column Missing
| 1 |  | 6" Backsplash standard | 0 | 0 | Column Missing
| 1 |  | Covers MUST be selected to satisfy NSF and/or local code requirements | 0 | 0 | Column Missing
| 1 |  | Tobin Ellis Signature Ice Chest Covers, 3-piece sliding assembly, 24"W, front & back, stainless steel (for TSC24 ice chests) | 201 | 201 | Column Missing
| 2 |  | Tobin Ellis Signature Ice Bin Divider, stainless steel, for TSC series ice chests | 70 | 140 | Column Missing
1065 | 0 | SpareNo | SpareNo | 0 | 0 | Column Missing
1066 | 1 | DOUBLE Speed Rail | Speed Rail, double, 36" W, stainless steel construction, factory installed | 335 | 335 | Column Missing
1067 | 1 | Soda Gun HOLDER | TSF Series Soda Gun Filler Section, 4"W x 24"D x 22"H, all stainless steel construction, universal design accepts either Wunder-Bar® & Schroeder America™ 8-14 product soda manifolds & drip cups (accepts only NON-FLOW CONTROL manifolds that don't exceed 3" in overall thickness), interior mounted manifold conceals soda lines, tool-less removal of top cover provides easy access, integrated drip cup mounting allows concealed routing of drip tube to waste drain, accessory speed rails can bypass or terminate on Soda Gun Filler, soda manifold, hose gun & drip cup NOT included, NSF | 496 | 496 | Column Missing
1068 | 1 | SODA GUN | BY VENDOR | 0 | 0 | Column Missing
1069 | 0 | SpareNo | SpareNo | 0 | 0 | Column Missing
1070 | 0 | SpareNo | SpareNo | 0 | 0 | Column Missing
1071 | 1 | Undercounter Refrigerator | C-Series Refrigerator, undercounter, 23-7/8"W x 24"D, self-contained refrigeration, 34°F to 42°F temperature range, 5.3 cu. ft. interior volume, digital thermostat & control, LED interior lighting, (2) black vinyl-coated full extension shelves (adjustable) & (1) black-vinyl coated floor rack, (1) hinged door, front vented, self-evaporating condensate pan, galvanized back & base, stainless steel top, sides, & interior, R600a, 115v/60/1-ph, 1.6 amps, NEMA 5-15P, NSF, cULus, ETL-Sanitation | 3221 | 3221 | Column Missing
| 1 |  | WARNING: The materials used in this product may contain chemicals known to the State of California to cause cancer and birth defects or other reproductive harm. For more information go to www.P65Warnings.ca.gov | 0 | 0 | Column Missing
| 1 |  | 5 yr. compressor warranty, 1 yr. parts & labor warranty | 0 | 0 | Column Missing
| 1 |  | Door finish: glass with stainless steel frame | 280 | 280 | Column Missing
| 1 |  | Left hinged(nc) | 0 | 0 | Column Missing
| 1 |  | Full length, 24", stainless steel grip with chrome endcaps | 0 | 0 | Column Missing
| 1 |  | Door lock, chrome | 94 | 94 | Column Missing
| 1 |  | No dispensing | 0 | 0 | Column Missing
| 1 |  | Casters, 3-3/4", includes mounting platform (set of 4) | 295.5 | 295.5 | Column Missing
1072 | 1 | DRAINBOARD TOP |  | 0 | 0 | Column Missing
1073 | 1 | Undercounter Freezer | (QuickShip) ADA Series Freezer, undercounter, 23-7/8"W x 24"D, self-contained refrigeration, -10° to 10°F temperature range, (4.8) cu. ft. interior capacity, digital thermostat & control, LED interior lighting, stainless steel drawers with lock, front vented, automatic defrost, galvanized back & base, stainless steel top, sides, & interior, R600a, 115v/60/1-ph, 2.4 amps, NEMA 5-15P, ETL-Sanitation, cULus, ADA Compliant | 4120 | 4120 | Column Missing
| 1 |  | WARNING: The materials used in this product may contain chemicals known to the State of California to cause cancer and birth defects or other reproductive harm. For more information go to www.P65Warnings.ca.gov | 0 | 0 | Column Missing
| 1 |  | Please note: This unit is intended for chilling glasses or holding product at freezing, not intended to hold food overnight or freeze ice cubes. | 0 | 0 | Column Missing
| 1 |  | 5 yr. compressor warranty, 1 yr. parts & labor warranty | 0 | 0 | Column Missing
| 1 |  | Casters, 3-3/4", includes mounting platform (set of 4) | 295.5 | 295.5 | Column Missing
1074 | 1 | Drainboard | Underbar Storage Cabinet 12"W x 24"D, 4" or 6"H backsplash with 1" return at top, pitched drainboard top with 1-1/2" NPS drain socket with 1/2" OD barb & 1/2" ID anti-microbial tubing, 1-1/2" NPS male drain center back of cabinet bottom, (1) adjustable intermediate shelf, stainless steel construction, Perlick Quick Clamp stainless steel legs & adjustable feet, NSF Listed | 1065 | 1065 | Column Missing
| 1 |  | 6" backsplash | 0 | 0 | Column Missing
| 2 |  | Perlick Flex Mount Leg Relocation Kit, Includes: (1) Rails, (1) Bolts, and (1)Tightening Knobs | 50 | 100 | Column Missing
| 1 |  | TSF Series 12"W Perforated Drainboard Insert, 'Stadium' shaped perforations, stainless steel construction, factory installed | 85 | 85 | Column Missing
1075 | 0 | SpareNo | SpareNo | 0 | 0 | Column Missing
1076 | 0 | SpareNo | SpareNo | 0 | 0 | Column Missing
1077 | 0 | SpareNo | SpareNo | 0 | 0 | Column Missing
1078 | 0 | SpareNo | SpareNo | 0 | 0 | Column Missing
1079 | 0 | SpareNo | SpareNo | 0 | 0 | Column Missing
1080 | 0 | SpareNo | SpareNo | 0 | 0 | Column Missing
1081 | 1 | BACK BAR COUNTER | MILLWORK BY GENERAL CONTRACTOR | 0 | 0 | Column Missing
1082 | 1 | BACK BAR REFRIGERATOR | Refrigerated Back Bar Cabinet, two-section, 60"W, self-contained refrigeration, 16 cu.ft. internal volume, digital thermostat, LED interior lighting, front vented, automatic defrost & condensate evaporator, includes floor drain, stainless steel interior, side mount compressor, 1/5 HP, R290 Hydrocarbon refrigerant, NSF, cULus | 5426.5 | 5426.5 | Column Missing
| 1 |  | WARNING: The materials used in this product may contain chemicals known to the State of California to cause cancer and birth defects or other reproductive harm. For more information go to www.P65Warnings.ca.gov | 0 | 0 | Column Missing
| 1 |  | 120v/60/1-ph, 2.5 amps, NEMA 5-15P | 0 | 0 | Column Missing
| 1 |  | 5 yr. compressor warranty, 1 yr. parts & labor warranty | 0 | 0 | Column Missing
| 1 |  | Standard refrigerator | 0 | 0 | Column Missing
| 1 |  | Stainless steel top - no tapping holes | 0 | 0 | Column Missing
| 1 |  | Condensing unit location: Left | 0 | 0 | Column Missing
| 1 |  | Condensing unit cover finish: Black vinyl coated | 0 | 0 | Column Missing
| 1 |  | End finish: Stainless steel, unfinished, both sides, standard | 0 | 0 | Column Missing
| 1 |  | Door type, first: solid, black vinyl/field laminated | 0 | 0 | Column Missing
| 1 |  | Door hinge location, first: Left | 0 | 0 | Column Missing
| 1 |  | Door handle, first: full length stainless steel handle, 24" | 0 | 0 | Column Missing
| 1 |  | Shelving style, first: (3) flat shelves | 0 | 0 | Column Missing
| 1 |  | Door type, second: solid, black vinyl/field laminated | 0 | 0 | Column Missing
| 1 |  | Door hinge location, second: Right | 0 | 0 | Column Missing
| 1 |  | Door handle, second: full length stainless steel handle, 24" | 0 | 0 | Column Missing
| 1 |  | Shelving style, second: (3) flat shelves | 0 | 0 | Column Missing
| 1 |  | Crisp White™ LED | 0 | 0 | Column Missing
| 1 |  | Low Profile Rollers, 1-5/8", set of (4) | 269 | 269 | Column Missing
1083 | 1 | FROZEN DRINK MACHINE | BY VENDOR | 0 | 0 | Column Missing
1084 | 1 | Draft Beer Dispensing Tower | Tee Draft Beer Tower, air-cooled, (3) faucets, stainless steel finish, all Perlick towers include 630SS faucets (630SSTF faucets where applicable on TF Brass and Gold Towers) | 520 | 520 | Column Missing
1085 | 0 | SpareNo | SpareNo | 0 | 0 | Column Missing
1086 | 1 | Drip Trough | 6000 Series Drainer, with built-in rinser on center, surface mount, 15"W x 7-3/4"D, straight edge, removable glass rack, 1/2" drain tube with 1/2" NPSM thread end, includes: John Guest connector for 3/8" ID water supply line, stainless steel construction | 427.5 | 427.5 | Column Missing
| 1 |  | Water Pressure Regulator Parts Bag, for glass rinsers (1 parts bag required for each glass rinser option picked) | 57 | 57 | Column Missing
1087 | 1 | BACK BAR REFRIGERATOR | Refrigerated Back Bar Cabinet, two-section, 60"W, self-contained refrigeration, 16 cu.ft. internal volume, digital thermostat, LED interior lighting, front vented, automatic defrost & condensate evaporator, includes floor drain, stainless steel interior, side mount compressor, 1/5 HP, R290 Hydrocarbon refrigerant, NSF, cULus | 5426.5 | 5426.5 | Column Missing
| 1 |  | WARNING: The materials used in this product may contain chemicals known to the State of California to cause cancer and birth defects or other reproductive harm. For more information go to www.P65Warnings.ca.gov | 0 | 0 | Column Missing
| 1 |  | 120v/60/1-ph, 2.5 amps, NEMA 5-15P | 0 | 0 | Column Missing
| 1 |  | 5 yr. compressor warranty, 1 yr. parts & labor warranty | 0 | 0 | Column Missing
| 1 |  | Standard refrigerator | 0 | 0 | Column Missing
| 1 |  | Stainless steel top - no tapping holes | 0 | 0 | Column Missing
| 1 |  | Condensing unit location: Left | 0 | 0 | Column Missing
| 1 |  | Condensing unit cover finish: Black vinyl coated | 0 | 0 | Column Missing
| 1 |  | End finish: Stainless steel, unfinished, both sides, standard | 0 | 0 | Column Missing
| 1 |  | Door type, first: solid, black vinyl/field laminated | 0 | 0 | Column Missing
| 1 |  | Door hinge location, first: Left | 0 | 0 | Column Missing
| 1 |  | Door handle, first: full length stainless steel handle, 24" | 0 | 0 | Column Missing
| 1 |  | Shelving style, first: (3) flat shelves | 0 | 0 | Column Missing
| 1 |  | Door type, second: solid, black vinyl/field laminated | 0 | 0 | Column Missing
| 1 |  | Door hinge location, second: Right | 0 | 0 | Column Missing
| 1 |  | Door handle, second: full length stainless steel handle, 24" | 0 | 0 | Column Missing
| 1 |  | Shelving style, second: (3) flat shelves | 0 | 0 | Column Missing
| 1 |  | Crisp White™ LED | 0 | 0 | Column Missing
| 1 |  | Low Profile Rollers, 1-5/8", set of (4) | 269 | 269 | Column Missing
1088 | 1 | Draft Beer Dispensing Tower | Tee Draft Beer Tower, air-cooled, (3) faucets, stainless steel finish, all Perlick towers include 630SS faucets (630SSTF faucets where applicable on TF Brass and Gold Towers) | 520 | 520 | Column Missing
1089 | 0 | SpareNo | SpareNo | 0 | 0 | Column Missing
1090 | 0 | SpareNo | SpareNo | 0 | 0 | Column Missing
1091 | 1 | Drip Trough | 6000 Series Drainer, with built-in rinser on center, surface mount, 15"W x 7-3/4"D, straight edge, removable glass rack, 1/2" drain tube with 1/2" NPSM thread end, includes: John Guest connector for 3/8" ID water supply line, stainless steel construction | 427.5 | 427.5 | Column Missing
| 1 |  | Water Pressure Regulator Parts Bag, for glass rinsers (1 parts bag required for each glass rinser option picked) | 57 | 57 | Column Missing
1092 | 1 | BACK BAR REFRIGERATOR | Refrigerated Back Bar Cabinet, two-section, 60"W, self-contained refrigeration, 16 cu.ft. internal volume, digital thermostat, LED interior lighting, front vented, automatic defrost & condensate evaporator, includes floor drain, stainless steel interior, side mount compressor, 1/5 HP, R290 Hydrocarbon refrigerant, NSF, cULus | 5426.5 | 5426.5 | Column Missing
| 1 |  | WARNING: The materials used in this product may contain chemicals known to the State of California to cause cancer and birth defects or other reproductive harm. For more information go to www.P65Warnings.ca.gov | 0 | 0 | Column Missing
| 1 |  | 120v/60/1-ph, 2.5 amps, NEMA 5-15P | 0 | 0 | Column Missing
| 1 |  | 5 yr. compressor warranty, 1 yr. parts & labor warranty | 0 | 0 | Column Missing
| 1 |  | Standard refrigerator | 0 | 0 | Column Missing
| 1 |  | Stainless steel top - no tapping holes | 0 | 0 | Column Missing
| 1 |  | Condensing unit location: Left | 0 | 0 | Column Missing
| 1 |  | Condensing unit cover finish: Black vinyl coated | 0 | 0 | Column Missing
| 1 |  | End finish: Stainless steel, unfinished, both sides, standard | 0 | 0 | Column Missing
| 1 |  | Door type, first: solid, black vinyl/field laminated | 0 | 0 | Column Missing
| 1 |  | Door hinge location, first: Left | 0 | 0 | Column Missing
| 1 |  | Door handle, first: full length stainless steel handle, 24" | 0 | 0 | Column Missing
| 1 |  | Shelving style, first: (3) flat shelves | 0 | 0 | Column Missing
| 1 |  | Door type, second: solid, black vinyl/field laminated | 0 | 0 | Column Missing
| 1 |  | Door hinge location, second: Right | 0 | 0 | Column Missing
| 1 |  | Door handle, second: full length stainless steel handle, 24" | 0 | 0 | Column Missing
| 1 |  | Shelving style, second: (3) flat shelves | 0 | 0 | Column Missing
| 1 |  | Crisp White™ LED | 0 | 0 | Column Missing
| 1 |  | Low Profile Rollers, 1-5/8", set of (4) | 269 | 269 | Column Missing
1093 | 1 | FROZEN DRINK MACHINE | BY VENDOR | 0 | 0 | Column Missing
1094 | 0 | SpareNo | SpareNo | 0 | 0 | Column Missing
1095-1100 | 0 | SpareNo | SpareNo | 0 | 0 | Column Missing
SWIM UP BAR AREA
1101 | 1 | BACK BAR COUNTER | MILLWORK BY GENERAL CONTRACTOR | 0 | 0 | Column Missing
1102 | 1 | BACK BAR REFRIGERATOR | Refrigerated Back Bar Cabinet, two-section, 60"W, self-contained refrigeration, 16 cu.ft. internal volume, digital thermostat, LED interior lighting, front vented, automatic defrost & condensate evaporator, includes floor drain, stainless steel interior, side mount compressor, 1/5 HP, R290 Hydrocarbon refrigerant, NSF, cULus | 5426.5 | 5426.5 | Column Missing
| 1 |  | WARNING: The materials used in this product may contain chemicals known to the State of California to cause cancer and birth defects or other reproductive harm. For more information go to www.P65Warnings.ca.gov | 0 | 0 | Column Missing
| 1 |  | 120v/60/1-ph, 2.5 amps, NEMA 5-15P | 0 | 0 | Column Missing
| 1 |  | 5 yr. compressor warranty, 1 yr. parts & labor warranty | 0 | 0 | Column Missing
| 1 |  | Standard refrigerator | 0 | 0 | Column Missing
| 1 |  | Stainless steel top - no tapping holes | 0 | 0 | Column Missing
| 1 |  | Condensing unit location: Left | 0 | 0 | Column Missing
| 1 |  | Condensing unit cover finish: Black vinyl coated | 0 | 0 | Column Missing
| 1 |  | End finish: Stainless steel, unfinished, both sides, standard | 0 | 0 | Column Missing
| 1 |  | Door type, first: solid, black vinyl/field laminated | 0 | 0 | Column Missing
| 1 |  | Door hinge location, first: Left | 0 | 0 | Column Missing
| 1 |  | Door handle, first: full length stainless steel handle, 24" | 0 | 0 | Column Missing
| 1 |  | Shelving style, first: (3) flat shelves | 0 | 0 | Column Missing
| 1 |  | Door type, second: solid, black vinyl/field laminated | 0 | 0 | Column Missing
| 1 |  | Door hinge location, second: Right | 0 | 0 | Column Missing
| 1 |  | Door handle, second: full length stainless steel handle, 24" | 0 | 0 | Column Missing
| 1 |  | Shelving style, second: (3) flat shelves | 0 | 0 | Column Missing
| 1 |  | Crisp White™ LED | 0 | 0 | Column Missing
| 1 |  | Low Profile Rollers, 1-5/8", set of (4) | 269 | 269 | Column Missing
1103 | 1 | FROZEN DRINK MACHINE | BY VENDOR | 0 | 0 | Column Missing
1104 | 1 | BACK BAR REFRIGERATOR | Refrigerated Back Bar Cabinet, two-section, 60"W, self-contained refrigeration, 16 cu.ft. internal volume, digital thermostat, LED interior lighting, front vented, automatic defrost & condensate evaporator, includes floor drain, stainless steel interior, side mount compressor, 1/5 HP, R290 Hydrocarbon refrigerant, NSF, cULus | 5426.5 | 5426.5 | Column Missing
| 1 |  | WARNING: The materials used in this product may contain chemicals known to the State of California to cause cancer and birth defects or other reproductive harm. For more information go to www.P65Warnings.ca.gov | 0 | 0 | Column Missing
| 1 |  | 120v/60/1-ph, 2.5 amps, NEMA 5-15P | 0 | 0 | Column Missing
| 1 |  | 5 yr. compressor warranty, 1 yr. parts & labor warranty | 0 | 0 | Column Missing
| 1 |  | Standard refrigerator | 0 | 0 | Column Missing
| 1 |  | Stainless steel top - no tapping holes | 0 | 0 | Column Missing
| 1 |  | Condensing unit location: Left | 0 | 0 | Column Missing
| 1 |  | Condensing unit cover finish: Black vinyl coated | 0 | 0 | Column Missing
| 1 |  | End finish: Stainless steel, unfinished, both sides, standard | 0 | 0 | Column Missing
| 1 |  | Door type, first: solid, black vinyl/field laminated | 0 | 0 | Column Missing
| 1 |  | Door hinge location, first: Left | 0 | 0 | Column Missing
| 1 |  | Door handle, first: full length stainless steel handle, 24" | 0 | 0 | Column Missing
| 1 |  | Shelving style, first: (3) flat shelves | 0 | 0 | Column Missing
| 1 |  | Door type, second: solid, black vinyl/field laminated | 0 | 0 | Column Missing
| 1 |  | Door hinge location, second: Right | 0 | 0 | Column Missing
| 1 |  | Door handle, second: full length stainless steel handle, 24" | 0 | 0 | Column Missing
| 1 |  | Shelving style, second: (3) flat shelves | 0 | 0 | Column Missing
| 1 |  | Crisp White™ LED | 0 | 0 | Column Missing
| 1 |  | Low Profile Rollers, 1-5/8", set of (4) | 269 | 269 | Column Missing
1105 | 0 | SpareNo | SpareNo | 0 | 0 | Column Missing
1106 | 1 | BAR TOP AND DIE | MILLWORK BY GENERAL CONTRACTOR | 0 | 0 | Column Missing
1107 | 1 | Drainboard | Underbar Storage Cabinet 12"W x 24"D, 4" or 6"H backsplash with 1" return at top, pitched drainboard top with 1-1/2" NPS drain socket with 1/2" OD barb & 1/2" ID anti-microbial tubing, 1-1/2" NPS male drain center back of cabinet bottom, (1) adjustable intermediate shelf, stainless steel construction, Perlick Quick Clamp stainless steel legs & adjustable feet, NSF Listed | 1065 | 1065 | Column Missing
| 1 |  | 6" backsplash | 0 | 0 | Column Missing
| 2 |  | Perlick Flex Mount Leg Relocation Kit, Includes: (1) Rails, (1) Bolts, and (1)Tightening Knobs | 50 | 100 | Column Missing
| 1 |  | TSF Series 12"W Perforated Drainboard Insert, 'Stadium' shaped perforations, stainless steel construction, factory installed | 85 | 85 | Column Missing
1108 | 1 | Undercounter Freezer | (QuickShip) ADA Series Freezer, undercounter, 23-7/8"W x 24"D, self-contained refrigeration, -10° to 10°F temperature range, (4.8) cu. ft. interior capacity, digital thermostat & control, LED interior lighting, stainless steel drawers with lock, front vented, automatic defrost, galvanized back & base, stainless steel top, sides, & interior, R600a, 115v/60/1-ph, 2.4 amps, NEMA 5-15P, ETL-Sanitation, cULus, ADA Compliant | 4120 | 4120 | Column Missing
| 1 |  | WARNING: The materials used in this product may contain chemicals known to the State of California to cause cancer and birth defects or other reproductive harm. For more information go to www.P65Warnings.ca.gov | 0 | 0 | Column Missing
| 1 |  | Please note: This unit is intended for chilling glasses or holding product at freezing, not intended to hold food overnight or freeze ice cubes. | 0 | 0 | Column Missing
| 1 |  | 5 yr. compressor warranty, 1 yr. parts & labor warranty | 0 | 0 | Column Missing
| 1 |  | Casters, 3-3/4", includes mounting platform (set of 4) | 295.5 | 295.5 | Column Missing
1109 | 0 | SpareNo | SpareNo | 0 | 0 | Column Missing
1110 | 0 | SpareNo | SpareNo | 0 | 0 | Column Missing
1111 | 1 | CORNER DRAINBOARD |  | 0 | 0 | Column Missing
1112 | 1 | TRASH UNIT | TSF Series Trash Receptacle Top Cover, 12"W x 24"D x 13-9/16"H, stainless steel construction (wastebasket is not included), 6"H backsplash, 8-3/8" x 6-3/8" opening for trash (requires support by adjacent underbar equipment or accessory end panel & leg kit) | 451 | 451 | Column Missing
| 1 |  | 6" Backsplash standard | 0 | 0 | Column Missing
1113 | 1 | FILLER PIECE |  | 0 | 0 | Column Missing
1114 | 1 | DUMP SINK | TS Series Underbar Wet Waste Sink Unit, 12"W x 18-9/16"D, 10" wide x 14" front-to-back x 9-1/4" deep 18 gauge stainless steel sink, backsplash, 4" OC splash mount faucet holes, 1-1/2" NPS male drain, stainless steel construction, Perlick Quick Clamp tool less leg attachment, stainless steel legs with 1" adjustable thermoplastic feet | 750 | 750 | Column Missing
| 1 |  | 6" Backsplash standard | 0 | 0 | Column Missing
| 1 |  | Front Loading Faucet, wall/splash mount, lead free, gooseneck spout, faucet valves includes: built-in check valves to prevent back flow or across flow, (2) 3/8" O.D. x 3/8" O.D. x 18", braided stainless steel supply lines included | 286.5 | 286.5 | Column Missing
| 1 |  | Perforated Wet Waste Pan, 7 quart capacity, stainless steel (10-3/8" x 12-3/4" x 4" deep) | 92.5 | 92.5 | Column Missing
| 1 |  | End Splash, right, 6", for TS or TSF series | 112.5 | 112.5 | Column Missing
| 1 |  | End Splash, left, 6", for TS or TSF series | 112.5 | 112.5 | Column Missing
1115 | 0 | SpareNo | SpareNo | 0 | 0 | Column Missing
1116 | 1 | COCKTAIL STATION | Tobin Ellis Signature Ice Chest, modular, 24"W, approximately 50 lbs. ice capacity, 6"H backsplash with 1" return, ABS plastic top ledge, stainless steel top & sides, stainless steel interior, galvanized steel back & bottom, 1/2" NPS drain, stainless steel legs with adjustable thermoplastic feet, NSF | 1157.5 | 1157.5 | Column Missing
| 1 |  | 6" Backsplash standard | 0 | 0 | Column Missing
| 1 |  | Covers MUST be selected to satisfy NSF and/or local code requirements | 0 | 0 | Column Missing
| 1 |  | Tobin Ellis Signature Ice Chest Covers, 3-piece sliding assembly, 24"W, front & back, stainless steel (for TSC24 ice chests) | 201 | 201 | Column Missing
| 2 |  | Tobin Ellis Signature Ice Bin Divider, stainless steel, for TSC series ice chests | 70 | 140 | Column Missing
1117 | 1 | DOUBLE Speed Rail / Rack | Speed Rail, double, 36" W, stainless steel construction, factory installed | 335 | 335 | Column Missing
1118 | 1 | Soda Gun HOLDER | TSF Series Soda Gun Filler Section, 4"W x 24"D x 22"H, all stainless steel construction, universal design accepts either Wunder-Bar® & Schroeder America™ 8-14 product soda manifolds & drip cups (accepts only NON-FLOW CONTROL manifolds that don't exceed 3" in overall thickness), interior mounted manifold conceals soda lines, tool-less removal of top cover provides easy access, integrated drip cup mounting allows concealed routing of drip tube to waste drain, accessory speed rails can bypass or terminate on Soda Gun Filler, soda manifold, hose gun & drip cup NOT included, NSF | 496 | 496 | Column Missing
1119 | 0 | SpareNo | SpareNo | 0 | 0 | Column Missing
1120 | 0 | SpareNo | SpareNo | 0 | 0 | Column Missing
1121 | 1 | SODA GUN | BY VENDOR | 0 | 0 | Column Missing
1122 | 1 | FILLER PIECE |  | 0 | 0 | Column Missing
1123 | 1 | Undercounter Refrigerator | C-Series Refrigerator, undercounter, 23-7/8"W x 24"D, self-contained refrigeration, 34°F to 42°F temperature range, 5.3 cu. ft. interior volume, digital thermostat & control, LED interior lighting, (2) black vinyl-coated full extension shelves (adjustable) & (1) black-vinyl coated floor rack, (1) hinged door, front vented, self-evaporating condensate pan, galvanized back & base, stainless steel top, sides, & interior, R600a, 115v/60/1-ph, 1.6 amps, NEMA 5-15P, NSF, cULus, ETL-Sanitation | 3221 | 3221 | Column Missing
| 1 |  | WARNING: The materials used in this product may contain chemicals known to the State of California to cause cancer and birth defects or other reproductive harm. For more information go to www.P65Warnings.ca.gov | 0 | 0 | Column Missing
| 1 |  | 5 yr. compressor warranty, 1 yr. parts & labor warranty | 0 | 0 | Column Missing
| 1 |  | Door finish: glass with stainless steel frame | 280 | 280 | Column Missing
| 1 |  | Left hinged(nc) | 0 | 0 | Column Missing
| 1 |  | Full length, 24", stainless steel grip with chrome endcaps | 0 | 0 | Column Missing
| 1 |  | Door lock, chrome | 94 | 94 | Column Missing
| 1 |  | No dispensing | 0 | 0 | Column Missing
| 1 |  | Casters, 3-3/4", includes mounting platform (set of 4) | 295.5 | 295.5 | Column Missing
1124 | 1 | DRAINBOARD TOP |  | 0 | 0 | Column Missing
1125 | 0 | SpareNo | SpareNo | 0 | 0 | Column Missing
1126 | 1 | Drainboard | Underbar Storage Cabinet 24"W x 24"D, 4" or 6"H backsplash with 1" return at top, pitched drainboard top with 1-1/2" NPS drain socket with 1/2" OD barb & 1/2" ID anti-microbial tubing, 1-1/2" NPS male drain center back of cabinet bottom, (1) adjustable intermediate shelf, stainless steel construction, Perlick Quick Clamp stainless steel legs & adjustable feet, NSF Listed | 1142.5 | 1142.5 | Column Missing
| 1 |  | 6" backsplash | 0 | 0 | Column Missing
| 2 |  | Perlick Flex Mount Leg Relocation Kit, Includes: (1) Rails, (1) Bolts, and (1)Tightening Knobs | 50 | 100 | Column Missing
| 1 |  | TSF Series 24"W Perforated Drainboard Insert, 'Stadium' shaped perforations, stainless steel construction, factory installed | 145 | 145 | Column Missing
1127 | 1 | FILLER PIECE |  | 0 | 0 | Column Missing
1128 | 1 | Glasswasher | Underbar Glasswasher, door type, 24"W, low temperature chemical sanitizing, (30) 20" x 20" racks per hour, 12-1/8" maximum glass height, upper & lower stainless steel wash arms with reinforced caps, built-in chemical pumps & deliming system, pumped drain, stainless steel construction, 4" adjustable legs, 1 HP wash pump motor, 115v/60/1-ph, 16.0 amps, NSF, UL | 7760 | 7760 | Column Missing
| 1 |  | 1 yr. parts & labor warranty | 0 | 0 | Column Missing
1129 | 0 | SpareNo | SpareNo | 0 | 0 | Column Missing
1130 | 0 | SpareNo | SpareNo | 0 | 0 | Column Missing
1131 | 1 | Drainboard | Underbar Storage Cabinet 24"W x 24"D, 4" or 6"H backsplash with 1" return at top, pitched drainboard top with 1-1/2" NPS drain socket with 1/2" OD barb & 1/2" ID anti-microbial tubing, 1-1/2" NPS male drain center back of cabinet bottom, (1) adjustable intermediate shelf, stainless steel construction, Perlick Quick Clamp stainless steel legs & adjustable feet, NSF Listed | 1142.5 | 1142.5 | Column Missing
| 1 |  | 6" backsplash | 0 | 0 | Column Missing
| 2 |  | Perlick Flex Mount Leg Relocation Kit, Includes: (1) Rails, (1) Bolts, and (1)Tightening Knobs | 50 | 100 | Column Missing
| 1 |  | TSF Series 24"W Perforated Drainboard Insert, 'Stadium' shaped perforations, stainless steel construction, factory installed | 145 | 145 | Column Missing
1132 | 1 | TRASH RECEPTACLE | Slim Jim® Container, 23 gallon, 22"W x 11"D x 30"H, with venting channels, molded-in handles, general purpose waste, open type without lid, high-impact plastic construction, gray, Made in USA | 47.13 | 47.13 | Column Missing
1133 | 1 | FILLER PIECE |  | 0 | 0 | Column Missing
1134 | 1 | Hand Sink | TSF Series Underbar Hand Sink Unit, 12"W x 24"D, 10" wide x 14" front-to-back x 9-1/4" deep 18 gauge stainless steel sink, backsplash, 4" OC splash mount faucet holes, (16) oz. pump soap dispenser integrated into front apron, C-fold paper towel dispenser integrated into front apron, stainless steel hinged door with magnetic catches, 1-1/2" NPS male drain, stainless steel construction, Perlick Quick Clamp tool less leg attachment, stainless steel legs with 1" adjustable thermoplastic feet | 1050 | 1050 | Column Missing
| 1 |  | 6" Backsplash standard | 0 | 0 | Column Missing
| 2 |  | Perlick Flex Mount Leg Relocation Kit, Includes: (1) Rails, (1) Bolts, and (1)Tightening Knobs | 50 | 100 | Column Missing
| 1 |  | Front Loading Faucet, wall/splash mount, lead free, gooseneck spout, faucet valves includes: built-in check valves to prevent back flow or across flow, (2) 3/8" O.D. x 3/8" O.D. x 18", braided stainless steel supply lines included | 286.5 | 286.5 | Column Missing
| 1 |  | Perforated Wet Waste Pan, 7 quart capacity, stainless steel (10-3/8" x 12-3/4" x 4" deep) | 92.5 | 92.5 | Column Missing
| 1 |  | End Splash, right, 6", for TS or TSF series | 112.5 | 112.5 | Column Missing
| 1 |  | End Splash, left, 6", for TS or TSF series | 112.5 | 112.5 | Column Missing
1135 | 0 | SpareNo | SpareNo | 0 | 0 | Column Missing
1136 | 1 | TRASH UNIT | TSF Series Trash Receptacle Top Cover, 12"W x 24"D x 13-9/16"H, stainless steel construction (wastebasket is not included), 6"H backsplash, 8-3/8" x 6-3/8" opening for trash (requires support by adjacent underbar equipment or accessory end panel & leg kit) | 451 | 451 | Column Missing
| 1 |  | 6" Backsplash standard | 0 | 0 | Column Missing
1137 | 1 | FILLER PIECE |  | 0 | 0 | Column Missing
1138 | 1 | DUMP SINK | TS Series Underbar Wet Waste Sink Unit, 12"W x 18-9/16"D, 10" wide x 14" front-to-back x 9-1/4" deep 18 gauge stainless steel sink, backsplash, 4" OC splash mount faucet holes, 1-1/2" NPS male drain, stainless steel construction, Perlick Quick Clamp tool less leg attachment, stainless steel legs with 1" adjustable thermoplastic feet | 750 | 750 | Column Missing
| 1 |  | 6" Backsplash standard | 0 | 0 | Column Missing
| 1 |  | Front Loading Faucet, wall/splash mount, lead free, gooseneck spout, faucet valves includes: built-in check valves to prevent back flow or across flow, (2) 3/8" O.D. x 3/8" O.D. x 18", braided stainless steel supply lines included | 286.5 | 286.5 | Column Missing
| 1 |  | Perforated Wet Waste Pan, 7 quart capacity, stainless steel (10-3/8" x 12-3/4" x 4" deep) | 92.5 | 92.5 | Column Missing
| 1 |  | End Splash, right, 6", for TS or TSF series | 112.5 | 112.5 | Column Missing
| 1 |  | End Splash, left, 6", for TS or TSF series | 112.5 | 112.5 | Column Missing
1139 | 0 | SpareNo | SpareNo | 0 | 0 | Column Missing
1140 | 0 | SpareNo | SpareNo | 0 | 0 | Column Missing
1141 | 1 | COCKTAIL STATION | Tobin Ellis Signature Ice Chest, modular, 24"W, approximately 50 lbs. ice capacity, 6"H backsplash with 1" return, ABS plastic top ledge, stainless steel top & sides, stainless steel interior, galvanized steel back & bottom, 1/2" NPS drain, stainless steel legs with adjustable thermoplastic feet, NSF | 1157.5 | 1157.5 | Column Missing
| 1 |  | 6" Backsplash standard | 0 | 0 | Column Missing
| 1 |  | Covers MUST be selected to satisfy NSF and/or local code requirements | 0 | 0 | Column Missing
| 1 |  | Tobin Ellis Signature Ice Chest Covers, 3-piece sliding assembly, 24"W, front & back, stainless steel (for TSC24 ice chests) | 201 | 201 | Column Missing
| 2 |  | Tobin Ellis Signature Ice Bin Divider, stainless steel, for TSC series ice chests | 70 | 140 | Column Missing
1142 | 1 | DOUBLE Speed Rail | Speed Rail, double, 36" W, stainless steel construction, factory installed | 335 | 335 | Column Missing
1143 | 1 | Soda Gun HOLDER | TSF Series Soda Gun Filler Section, 4"W x 24"D x 22"H, all stainless steel construction, universal design accepts either Wunder-Bar® & Schroeder America™ 8-14 product soda manifolds & drip cups (accepts only NON-FLOW CONTROL manifolds that don't exceed 3" in overall thickness), interior mounted manifold conceals soda lines, tool-less removal of top cover provides easy access, integrated drip cup mounting allows concealed routing of drip tube to waste drain, accessory speed rails can bypass or terminate on Soda Gun Filler, soda manifold, hose gun & drip cup NOT included, NSF | 496 | 496 | Column Missing
1144 | 1 | SODA GUN | BY VENDOR | 0 | 0 | Column Missing
1145 | 0 | SpareNo | SpareNo | 0 | 0 | Column Missing
1146 | 1 | FILLER PIECE |  | 0 | 0 | Column Missing
1147 | 1 | Undercounter Refrigerator | C-Series Refrigerator, undercounter, 23-7/8"W x 24"D, self-contained refrigeration, 34°F to 42°F temperature range, 5.3 cu. ft. interior volume, digital thermostat & control, LED interior lighting, (2) black vinyl-coated full extension shelves (adjustable) & (1) black-vinyl coated floor rack, (1) hinged door, front vented, self-evaporating condensate pan, galvanized back & base, stainless steel top, sides, & interior, R600a, 115v/60/1-ph, 1.6 amps, NEMA 5-15P, NSF, cULus, ETL-Sanitation | 3221 | 3221 | Column Missing
| 1 |  | WARNING: The materials used in this product may contain chemicals known to the State of California to cause cancer and birth defects or other reproductive harm. For more information go to www.P65Warnings.ca.gov | 0 | 0 | Column Missing
| 1 |  | 5 yr. compressor warranty, 1 yr. parts & labor warranty | 0 | 0 | Column Missing
| 1 |  | Door finish: glass with stainless steel frame | 280 | 280 | Column Missing
| 1 |  | Left hinged(nc) | 0 | 0 | Column Missing
| 1 |  | Full length, 24", stainless steel grip with chrome endcaps | 0 | 0 | Column Missing
| 1 |  | Door lock, chrome | 94 | 94 | Column Missing
| 1 |  | No dispensing | 0 | 0 | Column Missing
| 1 |  | Casters, 3-3/4", includes mounting platform (set of 4) | 295.5 | 295.5 | Column Missing
1148 | 1 | DRAINBOARD TOP |  | 0 | 0 | Column Missing
1149 | 0 | SpareNo | SpareNo | 0 | 0 | Column Missing
1150 | 0 | SpareNo | SpareNo | 0 | 0 | Column Missing
1151 | 1 | CORNER DRAINBOARD |  | 0 | 0 | Column Missing
1152 | 1 | Undercounter Freezer | (QuickShip) ADA Series Freezer, undercounter, 23-7/8"W x 24"D, self-contained refrigeration, -10° to 10°F temperature range, (4.8) cu. ft. interior capacity, digital thermostat & control, LED interior lighting, stainless steel drawers with lock, front vented, automatic defrost, galvanized back & base, stainless steel top, sides, & interior, R600a, 115v/60/1-ph, 2.4 amps, NEMA 5-15P, ETL-Sanitation, cULus, ADA Compliant | 4120 | 4120 | Column Missing
| 1 |  | WARNING: The materials used in this product may contain chemicals known to the State of California to cause cancer and birth defects or other reproductive harm. For more information go to www.P65Warnings.ca.gov | 0 | 0 | Column Missing
| 1 |  | Please note: This unit is intended for chilling glasses or holding product at freezing, not intended to hold food overnight or freeze ice cubes. | 0 | 0 | Column Missing
| 1 |  | 5 yr. compressor warranty, 1 yr. parts & labor warranty | 0 | 0 | Column Missing
| 1 |  | Casters, 3-3/4", includes mounting platform (set of 4) | 295.5 | 295.5 | Column Missing
1153 | 1 | Drainboard | Underbar Storage Cabinet 12"W x 24"D, 4" or 6"H backsplash with 1" return at top, pitched drainboard top with 1-1/2" NPS drain socket with 1/2" OD barb & 1/2" ID anti-microbial tubing, 1-1/2" NPS male drain center back of cabinet bottom, (1) adjustable intermediate shelf, stainless steel construction, Perlick Quick Clamp stainless steel legs & adjustable feet, NSF Listed | 1065 | 1065 | Column Missing
| 1 |  | 6" backsplash | 0 | 0 | Column Missing
| 2 |  | Perlick Flex Mount Leg Relocation Kit, Includes: (1) Rails, (1) Bolts, and (1)Tightening Knobs | 50 | 100 | Column Missing
| 1 |  | TSF Series 12"W Perforated Drainboard Insert, 'Stadium' shaped perforations, stainless steel construction, factory installed | 85 | 85 | Column Missing
1154 | 1 | BACK BAR COUNTER | MILLWORK BY GENERAL CONTRACTOR | 0 | 0 | Column Missing
1505 | 0 | SpareNo | SpareNo | 0 | 0 | Column Missing
1156 | 1 | FROZEN DRINK MACHINE | BY VENDOR | 0 | 0 | Column Missing
1157 | 1 | BACK BAR REFRIGERATOR | Refrigerated Back Bar Cabinet, three-section, 84"W, self-contained refrigeration, 24.8 cu.ft. internal volume, digital thermostat, LED interior lighting, front vented, automatic defrost & condensate evaporator, includes floor drain, stainless steel interior, side mount compressor, 1/4 HP, R290 Hydrocarbon refrigerant, NSF, cULus | 6187 | 6187 | Column Missing
| 1 |  | WARNING: The materials used in this product may contain chemicals known to the State of California to cause cancer and birth defects or other reproductive harm. For more information go to www.P65Warnings.ca.gov | 0 | 0 | Column Missing
| 1 |  | 120v/60/1-ph, 4.2 amps, NEMA 5-15P | 0 | 0 | Column Missing
| 1 |  | 5 yr. compressor warranty, 1 yr. parts & labor warranty | 0 | 0 | Column Missing
| 1 |  | Standard refrigerator | 0 | 0 | Column Missing
| 1 |  | Stainless steel top - no tapping holes | 0 | 0 | Column Missing
| 1 |  | Condensing unit location: Left | 0 | 0 | Column Missing
| 1 |  | Condensing unit cover finish: Black vinyl coated | 0 | 0 | Column Missing
| 1 |  | End finish: Stainless steel, unfinished, both sides, standard | 0 | 0 | Column Missing
| 1 |  | Door type, first: solid, black vinyl/field laminated | 0 | 0 | Column Missing
| 1 |  | Door hinge location, first: Left | 0 | 0 | Column Missing
| 1 |  | Door handle, first: full length stainless steel handle, 24" | 0 | 0 | Column Missing
| 1 |  | Shelving style, first: (3) flat shelves | 0 | 0 | Column Missing
| 1 |  | Door type, second: solid, black vinyl/field laminated | 0 | 0 | Column Missing
| 1 |  | Door hinge location, second: Left | 0 | 0 | Column Missing
| 1 |  | Door handle, second: full length stainless steel handle, 24" | 0 | 0 | Column Missing
| 1 |  | Shelving style, second: (3) flat shelves | 0 | 0 | Column Missing
| 1 |  | Door type, third: solid, black vinyl/field laminated | 0 | 0 | Column Missing
| 1 |  | Door hinge location, third: Right | 0 | 0 | Column Missing
| 1 |  | Door handle, third: full length stainless steel handle, 24" | 0 | 0 | Column Missing
| 1 |  | Shelving style, third: (3) flat shelves | 0 | 0 | Column Missing
| 1 |  | Crisp White™ LED | 0 | 0 | Column Missing
| 1 |  | Low Profile Rollers, 1-5/8", set of (6) | 397.5 | 397.5 | Column Missing
1158 | 0 | SpareNo | SpareNo | 0 | 0 | Column Missing
1159 | 0 | SpareNo | SpareNo | 0 | 0 | Column Missing
1160-1200 | 0 | SpareNo | SpareNo | 0 | 0 | Column Missing
BULK STORAGE AREA
1201 | 1 | ICE BIN | Ice Fill Station, 2576 lb. capacity, front access poly door, 34" minimum door clearance, insulated polyethylene snout, sloped interior walls, stainless steel base, adjustable flanged feet, includes (2) 250 lb. carts, scoop & paddle, NSF, Made in USA | 17313.5 | 17313.5 | Column Missing
| 1 |  | NOTE: Purchase order must clearly indicate make, model and quantity of ice maker(s) being used with bin for PO to be processed | 0 | 0 | Column Missing
1202 | 1 | WATER FILTRATION SYSTEM | AquaPatrol™ Plus Water Filtration System, triple system, 6.3 gallons per minute max flow, designed for cubers over 1,300 lb, cULus, NSF | 833 | 833 | Column Missing
| 1 |  | NOTE: Sale of this product must comply with Scotsman's MSRP Policy; contact your Scotsman representative for details | 0 | 0 | Column Missing
1203 | 1 | ICE MACHINE | Prodigy Plus® Ice Maker, cube style, water-cooled, self-contained condenser, production capacity up to 1444 lb/24 hours at 70°/50° (1340 lb AHRI certified at 90°/70°), medium cube size, AutoAlert™ indicating lights, WaterSense adjustable purge control, one-touch cleaning, harvest assist, unit specific QR code, stainless steel finish, AgION™ antimicrobial protection, 208-230v/60/3-ph, 11.9 amps, cULus, NSF, CE, engineered and assembled in USA | 6849.5 | 6849.5 | Column Missing
| 1 |  | NOTE: Sale of this product must comply with Scotsman's MSRP Policy; contact your Scotsman representative for details | 0 | 0 | Column Missing
| 1 |  | 3 year parts & labor warranties | 0 | 0 | Column Missing
| 1 |  | 5 year parts & labor warranties on Evaporator | 0 | 0 | Column Missing
| 1 |  | 5 year parts on compressor & condenser | 0 | 0 | Column Missing
1204 | 1 | ICE MACHINE | Prodigy Plus® Ice Maker, flake style, water-cooled, self-contained condenser, production capacity up to 530 lb/24 hours at 70°/50° (429 lb AHRI certified at 90°/70°), sealed maintenance-free bearings, AutoAlert™ indicating lights, unit specific QR code, stainless steel evaporator and auger, one-touch cleaning, stainless steel finish, AgION™ antimicrobial protection, R-404A refrigerant, 115v/60/1-ph, 12.1 amps, NSF, cULus, engineered and assembled in USA | 5499 | 5499 | Column Missing
| 1 |  | NOTE: Sale of this product must comply with Scotsman's MSRP Policy; contact your Scotsman representative for details | 0 | 0 | Column Missing
| 1 |  | 3 year parts & labor warranties | 0 | 0 | Column Missing
| 1 |  | 5 year parts on compressor | 0 | 0 | Column Missing
1205 | 0 | SpareNo | SpareNo | 0 | 0 | Column Missing
1206 | 2 | ICE CART | Standard Poly Ice Shuttle Classic Cart, 250 lb. capacity, 22" minimum door clearance, split lid-side drop, rugged with heavy duty castors, 10" on rear, 5" on front, fits into shuttle bay, gray, NSF, Made in USA | 1885 | 3770 | Column Missing
1207 | 2 | Security Unit | Super Erecta® Security Unit, mobile, Metroseal 3™ epoxy-coated corrosion-resistant finish with Microban® antimicrobial protection, 40-3/4"W x 27-1/4"D x 68-1/2"H, no intermediate shelves, (2) 5MP/5MPB casters, NSF | 1254.5 | 2509 | Column Missing
1208 | 1 | Reach-In Refrigerator | SPEC SERIES® Refrigerator, reach-in, two-section, (2) stainless steel doors with locks, cam-lift hinges, digital temperature control, (6) chrome shelves, LED interior lights, stainless steel front & sides, aluminum interior sides & walls, stainless floor & ceiling, 5" castors, R290 Hydrocarbon refrigerant, 1/2 HP, 115v/60/1-ph, 5.9 amps, NEMA 5-15P, cULus, UL EPH Classified, Made in USA, ENERGY STAR® | 12135 | 12135 | Column Missing
| 1 |  | 7 year compressor warranty, 7 years parts warranty, 7 year labor warranty, standard. Visit www.truemfg.com for specifics. | 0 | 0 | Column Missing
| 1 |  | Left door hinged left, right door hinged right standard | 0 | 0 | Column Missing
| 1 |  | (3) chrome shelves & shelf supports standard per section | 0 | 0 | Column Missing
| 1 |  | 5" castors (set of 4), standard | 0 | 0 | Column Missing
1209 | 0 | SpareNo | SpareNo | 0 | 0 | Column Missing
1209 | 1 | Water Filtration System | AquaPatrol™ Plus Water Filtration System, single system, 2.1 gallons per minute max flow, designed for cubers up to 650 lb, and for flakers, nuggets & nugget dispensers up to 1,200 lb, cULus, NSF | 298 | 298 | Column Missing
| 1 |  | NOTE: Sale of this product must comply with Scotsman's MSRP Policy; contact your Scotsman representative for details | 0 | 0 | Column Missing
1210 | 0 | SpareNo | SpareNo | 0 | 0 | Column Missing
1211 | 2 | CO2 TANK | BY VENDOR | 0 | 0 | Column Missing
1212 | 1 | SODA SYSTEM AND RACK | BY VENDOR | 0 | 0 | Column Missing
1213 | 4 | DRY STORAGE SHELVING | Super Erecta® Shelf, wire, 48"W x 18"D, plastic split sleeves are included in each carton, Metroseal 3™ epoxy-coated corrosion-resistant finish with Microban® antimicrobial protection, NSF | 384.9982 | 1539.993 | Column Missing
1214 | 1 | Reach-In Freezer | SPEC SERIES® Freezer, reach-in, two-section, -10°F, (2) stainless steel doors with locks, cam-lift hinges, digital temperature control, (6) chrome shelves, LED interior lights, stainless steel front & sides, aluminum interior, 5" castors, R290 Hydrocarbon refrigerant, 1-1/4 HP, 115v/60/1-ph, 9.4 amps, NEMA 5-15P, cULus, UL EPH Classified, Made in USA, ENERGY STAR® | 15511 | 15511 | Column Missing
| 1 |  | 7 year compressor warranty, 7 years parts warranty, 7 year labor warranty, standard. Visit www.truemfg.com for specifics. | 0 | 0 | Column Missing
| 1 |  | Left door hinged left, right door hinged right standard | 0 | 0 | Column Missing
| 1 |  | (3) chrome shelves & shelf supports standard per section | 0 | 0 | Column Missing
| 1 |  | 5" castors (set of 4), standard | 0 | 0 | Column Missing
1215 | 0 | SpareNo | SpareNo | 0 | 0 | Column Missing
1216 | 1 | BULK COOLER |  | 0 | 0 | Column Missing
1217 | 1 | FLOOR TROUGH AND GRATE |  | 0 | 0 | Column Missing
1218 | 1 | EVAPORATOR COIL |  | 0 | 0 | Column Missing
1219 | 0 | SpareNo | SpareNo | 0 | 0 | Column Missing
1220 | 0 | SpareNo | SpareNo | 0 | 0 | Column Missing
1221 | 5 | COOLER STORAGE SHELVING | Super Erecta® Shelf, wire, 48"W x 18"D, plastic split sleeves are included in each carton, Metroseal 3™ epoxy-coated corrosion-resistant finish with Microban® antimicrobial protection, NSF | 384.9982 | 1924.9913 | Column Missing
1222 | 1 | KEG RACK | HD Super™ Beer-Keg Handling Rack, 42"W x 18"D x 64-1/8"H, (1) dunnage shelf & (1) solid shelves, (4) keg capacity, split-sleeve assemble device, foot plate, chrome plated finish | 1734 | 1734 | Column Missing
1223 | 1 | DRY STORAGE SHELVING | Super Erecta® Shelf, wire, 48"W x 18"D, plastic split sleeves are included in each carton, Metroseal 3™ epoxy-coated corrosion-resistant finish with Microban® antimicrobial protection, NSF | 384.9982 | 384.9982 | Column Missing
1224 | 0 | SpareNo | SpareNo | 0 | 0 | Column Missing
1225 | 0 | SpareNo | SpareNo | 0 | 0 | Column Missing
PREPARATION AREA
1226 | 1 | BACK PREPARATION COUNTER WITH SINK |  | 0 | 0 | Column Missing
1227 | 1 | COUNTERTOP COMBI OVEN | (CA1ERRA.0007580) iCombi Pro® XS Combi Oven with UltraVent, electric, (3) 12" x 14" steam pan or (4) 13" x 18" sheet pan or (3) 2/3 GN pan capacity, intelligent cooking system with (4) assistants; iDensityControl, iCookingSuite, iProductionManager, & iCareSystem, (6) operating modes, (5) cooking methods, (3) manual operating modes, 85° to 572°F temperature range, quick clean, care control, eco mode, 6-point core temperature probe, retractable hand shower, Ethernet interface, Wi-Fi enabled, 208/240v/60/1-ph, 6 ft. cord, NEMA 6-50P, 5.7 kW, IPX5, UL, cULus, NSF | 9667 | 9667 | Column Missing
| 1 |  | NOTE: All discounts subject to approval by manufacturer | 0 | 0 | Column Missing
| 1 |  | 2 years parts and labor, 5 years steam generator warranty | 0 | 0 | Column Missing
| 1 |  | Chef Assistance Program, a RATIONAL certified Chef conducts 4 hours/location specialized application training with personnel, no charge | 0 | 0 | Column Missing
1228 | 1 | RAPID COOK OVEN | i3-9500-801 I3™ Microwave/Impingement Oven, Rapid Cook, electric, 1-phase 23", ventless, countertop, High Level touch controls with wifi, fully insulated cook chamber, stores up to 200 recipes, internal catalytic converter, smart voltage sensor technology (US only), digital display, removable rack and grease collection pan, top and bottom jet plates, pull down door with ergonomic handle, multi-speed impingement blower, (2) solid PTFE baskets, (1) oven cleaner, (1) oven guard, (1) aluminum paddle, (2) trigger sprayers, (1) standard rack, side hand grips, stainless steel front, top & sides, cULus, CE, UL EPH Classified, ANSI/NSF 4, TUV | 11630.14 | 11630.14 | Column Missing
| 1 |  | Open Kitchen bundle, includes - 1 x ConnectWare module, 1 x Secure Access Point (SAP), 3 year subscription for Open Kitchen (NET price displays when item is added to quote) | 895 | 895 | Column Missing
| 1 |  | All items FOB: Carrollton, Texas: Consumable/accessory orders less than $5,000 will incur a handling fee. Orders shipping standard ground will incur a $15.00 handling fee. Orders shipping other than standard ground will incur $25.00 handling fee | 0 | 0 | Column Missing
| 1 |  | One year parts and labor warranty | 0 | 0 | Column Missing
| 1 |  | 208-240v/60/1-ph, 40.0amps, 8.3-9.6kw, 6 foot cord (nominal), NEMA 6-50P, standard | 0 | 0 | Column Missing
1229 | 0 | SpareNo | SpareNo | 0 | 0 | Column Missing
1230 | 0 | SpareNo | SpareNo | 0 | 0 | Column Missing
1231 | 1 | UNDER COUNTER REFRIGERATOR |  | 0 | 0 | Column Missing
1232 | 1 | Ventless Fryer | Ventless Semi-Automatic Deep Fryer, countertop, 2 gallon oil capacity, 3lb product load, front door access to fryer basket, oil drainage kit, Built in Fire Suppression, interactive touchscreen control, WiFi enabled, USB port for recipe sharing and data transfer, cETLus, ETL-Sanitation, NSF | 8135.5 | 8135.5 | Column Missing
| 1 |  | Warranty: 1 year parts and labor warranty from the date of installation up to a maximum of 15 months from the date of manufacture (with appropriate documentation), standard | 0 | 0 | Column Missing
| 1 | Maintenance Software | Open Kitchen bundle, includes - 1 x ConnectWare module, 1 x Secure Access Point (SAP), 3 year subscription for Open Kitchen (NET price displays when item is added to quote) | 895 | 895 | Column Missing
| 1 |  | 208v/60/1ph, 5.0 KW, 24 amps NEMA 6-30P | 0 | 0 | Column Missing
1233 | 1 | DOUBLE WALL SHELF |  | 0 | 0 | Column Missing
1234 | 1 | UNDER COUNTER REFRIGERATOR |  | 0 | 0 | Column Missing
1235 | 0 | SpareNo | SpareNo | 0 | 0 | Column Missing
1236 | 1 | RECESSED CUTTING BOARD |  | 0 | 0 | Column Missing
1237 | 1 | PICK-UP COUNTER |  | 0 | 0 | Column Missing
1238 | 1 | DROP-IN HAND SINK | Recessed Hand Sink, 14"W x 10"D x 5" deep sink bowl, includes: 4" OC deck mounted gooseneck faucet with aerator, soap & paper towel dispensers, 4"H side splashes, 304 stainless steel, NSF (countertop opening not to exceed 17-1/4" (front to back) x 17-3/8" (left to right)) | 1954 | 1954 | Column Missing
| 1 |  | Wrist Handles Only, for splash or deck mount hand sink faucet (1 pair hot & cold 4" long blades), fits faucets supplied after November 2015 with hot & cold color rings that do not have exposed screw head | 83.5 | 83.5 | Column Missing
| 1 |  | P-trap, heavy duty, 1-1/2", 17 gauge | 93.5 | 93.5 | Column Missing
1239 | 0 | SpareNo | SpareNo | 0 | 0 | Column Missing
1240 | 0 | SpareNo | SpareNo | 0 | 0 | Column Missing
1241 | 1 | TRASH CHUTE |  | 0 | 0 | Column Missing
1242 | 1 | TRASH RECEPTACLE | Slim Jim® Container, 23 gallon, 22"W x 11"D x 30"H, with venting channels, molded-in handles, general purpose waste, open type without lid, high-impact plastic construction, gray, Made in USA | 47.13 | 47.13 | Column Missing
1243 | 1 | DOUBLE OVEN SHELF |  | 0 | 0 | Column Missing
1244 | 1 | UNDER COUNTER REFRIGERATOR |  | 0 | 0 | Column Missing
1245 | 0 | SpareNo | SpareNo | 0 | 0 | Column Missing
1246 | 1 | RECESSED CUTTING BOARD |  | 0 | 0 | Column Missing
1247 | 1 | Microwave Oven | Amana® Commercial Microwave Oven, 0.8 cu. ft. capacity, 1000 watts, low volume, 4-stage cooking, (5) power levels, touchpad controls, (20) memory settings, 30-minute max cooking time, interlock safety switch, audible end of cycle signal, LED display, side hinged door with tempered glass, LED lighted interior, stainless steel interior & exterior, 120v/60/1-ph, 13.0 amps, 15 MCA, 1500 watts (total), cord, NEMA 5-15P, cETLus, ETL-Sanitation | 520 | 520 | Column Missing
| 1 |  | 3-year limited warranty (1 year full) | 0 | 0 | Column Missing
1248 | 1 | FOOD WARMER | Glo-Ray® Infrared Strip Heater, 30" W, high wattage, tubular metal heater rod, single heater rod housing, aluminum construction, 660 watts, NSF, CE, cULus, Made in USA | 201.5 | 201.5 | Column Missing
| 1 |  | NOTE: Sale of this product must comply with Hatco's Minimum Resale Price Policy; consult order acknowledgement for details | 0 | 0 | Column Missing
| 1 |  | NOTE: Includes 24/7 parts & service assistance, call 414-671-6350 | 0 | 0 | Column Missing
| 1 |  | One year on-site parts & labor warranty, plus one additional year parts only warranty on all Glo-Ray metal sheathed elements | 0 | 0 | Column Missing
| 1 |  | 120v/60/1-ph | 0 | 0 | Column Missing
| 1 |  | (1) Built-in toggle control (remote recommended) (available at time of purchase only) | 0 | 0 | Column Missing
| 1 |  | Clear Anodized Aluminum housing, finish, standard (available at time of purchase only) | 0 | 0 | Column Missing
1249 | 0 | SpareNo | SpareNo | 0 | 0 | Column Missing
1250 | 0 | SpareNo | SpareNo | 0 | 0 | Column Missing
1251 | 1 | UNDER COUNTER REFRIGERATOR |  | 0 | 0 | Column Missing
1252 | 1 | FOOD WARMER | Glo-Ray® Infrared Strip Heater, 30" W, high wattage, tubular metal heater rod, single heater rod housing, aluminum construction, 660 watts, NSF, CE, cULus, Made in USA | 201.5 | 201.5 | Column Missing
| 1 |  | NOTE: Sale of this product must comply with Hatco's Minimum Resale Price Policy; consult order acknowledgement for details | 0 | 0 | Column Missing
| 1 |  | NOTE: Includes 24/7 parts & service assistance, call 414-671-6350 | 0 | 0 | Column Missing
| 1 |  | One year on-site parts & labor warranty, plus one additional year parts only warranty on all Glo-Ray metal sheathed elements | 0 | 0 | Column Missing
| 1 |  | 120v/60/1-ph | 0 | 0 | Column Missing
| 1 |  | (1) Built-in toggle control (remote recommended) (available at time of purchase only) | 0 | 0 | Column Missing
| 1 |  | Clear Anodized Aluminum housing, finish, standard (available at time of purchase only) | 0 | 0 | Column Missing
1253 | 0 | SpareNo | SpareNo | 0 | 0 | Column Missing
1253 | 1 | RECESSED CUTTING BOARD |  | 0 | 0 | Column Missing
1254 | 0 | SpareNo | SpareNo | 0 | 0 | Column Missing
1255 | 0 | SpareNo | SpareNo | 0 | 0 | Column Missing
WAREWASH AREA
1256 | 1 | HAND SINK | Hand Sink, wall mounted, 14" wide x 10" front-to-back x 5" deep bowl, 20 gauge 304 stainless steel, with splash mounted gooseneck faucet with wrist blades, basket drain, wall bracket, NSF, cCSAus | 371 | 371 | Column Missing
| 1 |  | P-trap, heavy duty, 1-1/2", 17 gauge | 64 | 64 | Column Missing
| 1 |  | Welded Side Splash, 12"H (installed height), both sides, for hand sinks with 14" wide x 10" front-to-back bowl, splash mounted faucets | 243.5 | 243.5 | Column Missing
1257 | 1 | TRASH RECEPTACLE | Slim Jim® Container, 23 gallon, 22"W x 11"D x 30"H, with venting channels, molded-in handles, general purpose waste, open type without lid, high-impact plastic construction, gray, Made in USA | 47.13 | 47.13 | Column Missing
1258 | 1 | SOILED DISH TABLE WITH SINK |  | 0 | 0 | Column Missing
1259 | 0 | SpareNo | SpareNo | 0 | 0 | Column Missing
1260 | 0 | SpareNo | SpareNo | 0 | 0 | Column Missing
1261 | 1 | DISH DROP WINDOW WITH SHELF |  | 0 | 0 | Column Missing
1262 | 1 | DOUBLE SIDED GLASS RACK SHELF |  | 0 | 0 | Column Missing
1263 | 1 | SILVERWARE CHUTE |  | 0 | 0 | Column Missing
1264 | 1 | SILVER SOAK SINK | Soak Sink, portable, 20" working height, sink outlet fitted with quick-release drain, 22" x 22" x 8" deep fabricated sink compartment, stainless steel construction, casters, accommodates 19-3/4" x 19-3/4" dishwasher baskets (by others) | 1915.5 | 1915.5 | Column Missing
| 1 |  | Perforated bottom strainer plate, stainless steel, removable, sits 1" above bottom of sink, fits Advance Tabco Fabricated 22" x 22" sink bowls only | 363.5 | 363.5 | Column Missing
| 1 |  | Corner Bumpers, for mobile, silver soak sinks & mobile mixer stands (set of 4) | 109 | 109 | Column Missing
1265 | 0 | SpareNo | SpareNo | 0 | 0 | Column Missing
1266 | 1 | TRASH RECEPTACLE | ProSave® Brute® Container, without lid, 20 gallon, 19-1/2"D x 22-7/8"H, round, reinforced rims, built in handles, double rimmed base, high-impact plastic construction, gray, NSF | 22.5015 | 22.5015 | Column Missing
| 1 | Trash Receptacle, Dolly | Brute® Dolly, 18-1/4"D x 6-5/8"H, heavy duty 3" casters, 250 lb. capacity, for 2620, 2632, 2643, 2655, black | 45.255 | 45.255 | Column Missing
| 1 | Trash Receptacle Lid / Top | ProSave® Sliding Container Lid, fits container Brute® 2620, 20-3/4" dia. x 5"H, includes 3 cup portioning scoop (9G52), clear rotating sliding door, dishwasher safe, white, NSF, S.O.S. (Special Order Smallwares) product; see SOS document for details | 53.298 | 53.298 | Column Missing
1267 | 1 | PRE-RINSE UNIT | Pre-Rinse Unit, spring style, backsplash mount, 8" centers, 16" riser, 36" hose, 1.15 GPM Ultra-Spray™ PLUS spray valve with built-in spray handle clip & dish guard bumper, lever handles with color coded indexes, add-on faucet with 10" swing spout, includes wall bracket, 1/2" NPT male inlets, brass, ADA Compliant | 310 | 310 | Column Missing
1268 | 1 | DISH MACHINE | Ventless Dishwashing Machine, door type, energy recovery, high temp sanitizing, 208-240/60/3 (field convertible to single phase), internal condensing system, 45 racks/hour, straight-thru or corner installation, user-friendly smart touchscreen controls, Wi-Fi connectivity with SmartConnect app, Delime Notification with Cycle, Sense-A-Temp™ booster, electric tank heat, X-shaped wash arms, scrap screen and basket, door actuated start, door lock, stainless steel tank, tank shelf, chamber, trim panels, frame & feet, cULus, NSF, ENERGY STAR®. Factory Startup - Free for installations within 100 miles of a Hobart Service Office during normal business hours with appropriate notice; installation beyond 100 miles will be quoted by Service. | 15482.5 | 15482.5 | Column Missing
| 1 |  | Oversized units with crated shipping dimensions greater or equal to 72" in length and/or 90" in height. If delivery is to a facility without a standard height dock, additional shipping charges will apply depending on the service requested. consult Factory. | 0 | 0 | Column Missing
| 1 |  | Standard warranty - 1-Year parts, labor & travel time during normal working hours within the USA | 0 | 0 | Column Missing
| 1 |  | NOTE: For water of 3-grains of hardness or more, Hobart suggests adding a water softener. | 0 | 0 | Column Missing
1269 | 0 | SpareNo | SpareNo | 0 | 0 | Column Missing
1270 | 0 | SpareNo | SpareNo | 0 | 0 | Column Missing
1271 | 1 | CLEAN DISH TABLE |  | 0 | 0 | Column Missing
1272 | 1 | GLASS RACK SHELF |  | 0 | 0 | Column Missing
1273 | 1 | POT SINK |  | 0 | 0 | Column Missing
1274 | 1 | POT SHELF |  | 0 | 0 | Column Missing
1275 | 0 | SpareNo | SpareNo | 0 | 0 | Column Missing
1276 | 1 | PRE-RINSE UNIT | Pre-Rinse Unit, spring style, backsplash mount, 8" centers, 16" riser, 36" hose, 1.15 GPM Ultra-Spray™ PLUS spray valve with built-in spray handle clip & dish guard bumper, lever handles with color coded indexes, add-on faucet with 10" swing spout, includes wall bracket, 1/2" NPT male inlets, brass, ADA Compliant | 310 | 310 | Column Missing
1277 | 1 | POT SHELF |  | 0 | 0 | Column Missing
1278 | 1 | TRASH RECEPTACLE | ProSave® Brute® Container, without lid, 20 gallon, 19-1/2"D x 22-7/8"H, round, reinforced rims, built in handles, double rimmed base, high-impact plastic construction, gray, NSF | 22.5015 | 22.5015 | Column Missing
| 1 | Trash Receptacle, Dolly | Brute® Dolly, 18-1/4"D x 6-5/8"H, heavy duty 3" casters, 250 lb. capacity, for 2620, 2632, 2643, 2655, black | 45.255 | 45.255 | Column Missing
| 1 | Trash Receptacle Lid / Top | ProSave® Sliding Container Lid, fits container Brute® 2620, 20-3/4" dia. x 5"H, includes 3 cup portioning scoop (9G52), clear rotating sliding door, dishwasher safe, white, NSF, S.O.S. (Special Order Smallwares) product; see SOS document for details | 53.298 | 53.298 | Column Missing
1279 | 0 | SpareNo | SpareNo | 0 | 0 | Column Missing
1280 | 0 | SpareNo | SpareNo | 0 | 0 | Column Missing
1281 | 1 | FLOOR TROUGH AND GRATE |  | 0 | 0 | Column Missing
1282 | 1 | POT AND PAN DRYING RACK | MetroMax® 4 Mobile Drying Rack Unit, 36"W x 24"D x 68"H, 4-tier, for trays/cutting boards/sheet pans & steam pans, includes: (4) open shelf frames, (4) 63" mobile posts, (2) cutting board/tray drying racks, (2) pan racks, (4) polymer swivel casters (2 with brakes), built in Microban® antimicrobial product protection, NSF | 976.5 | 976.5 | Column Missing
1283 | 1 | MOP SINK CABINET | Cabinet with Mop Sink, 25-3/16"W x 22-3/4"D x 84"H, mop sink base with drain (bowl 16” x 20” x 12”), left hinged door, (2) mop holders, (1) fixed intermediate shelf, slotted side panels for ventilation, 16/304 series stainless steel sink bowl, 18/304 series stainless steel sink bowl apron, 18/300 series stainless steel cabinet, NSF (right hinged door available on request) | 5856 | 5856 | Column Missing
| 1 |  | Service Sink Faucet, wall mount, 8" OC, 6-1/2" spout, with hose thread & pail hook, vacuum breaker spout, wall braced, chrome-plated brass | 483 | 483 | Column Missing
1284 | 1 | HOSE BIBB | BY GENERAL CONTRACTOR | 0 | 0 | Column Missing
1285-1300 | 0 | SpareNo | SpareNo | 0 | 0 | Column Missing
SKY LOUNGE BAR AREA
1301 | 1 | FLIP TOP DOOR | MILLWORK BY GENERAL CONTRACTOR | 0 | 0 | Column Missing
1302 | 1 | BAR TOP AND DIE | MILLWORK BY GENERAL CONTRACTOR | 0 | 0 | Column Missing
1303 | 1 | CORNER DRAINBOARD |  | 0 | 0 | Column Missing
1304 | 1 | TRASH UNIT | TSF Series Trash Receptacle Top Cover, 12"W x 24"D x 13-9/16"H, stainless steel construction (wastebasket is not included), 6"H backsplash, 8-3/8" x 6-3/8" opening for trash (requires support by adjacent underbar equipment or accessory end panel & leg kit) | 451 | 451 | Column Missing
| 1 |  | 6" Backsplash standard | 0 | 0 | Column Missing
1305 | 0 | SpareNo | SpareNo | 0 | 0 | Column Missing
1306 | 1 | DUMP SINK | TS Series Underbar Wet Waste Sink Unit, 12"W x 18-9/16"D, 10" wide x 14" front-to-back x 9-1/4" deep 18 gauge stainless steel sink, backsplash, 4" OC splash mount faucet holes, 1-1/2" NPS male drain, stainless steel construction, Perlick Quick Clamp tool less leg attachment, stainless steel legs with 1" adjustable thermoplastic feet | 750 | 750 | Column Missing
| 1 |  | 6" Backsplash standard | 0 | 0 | Column Missing
| 1 |  | Front Loading Faucet, wall/splash mount, lead free, gooseneck spout, faucet valves includes: built-in check valves to prevent back flow or across flow, (2) 3/8" O.D. x 3/8" O.D. x 18", braided stainless steel supply lines included | 286.5 | 286.5 | Column Missing
| 1 |  | Perforated Wet Waste Pan, 7 quart capacity, stainless steel (10-3/8" x 12-3/4" x 4" deep) | 92.5 | 92.5 | Column Missing
| 1 |  | End Splash, right, 6", for TS or TSF series | 112.5 | 112.5 | Column Missing
| 1 |  | End Splash, left, 6", for TS or TSF series | 112.5 | 112.5 | Column Missing
1307 | 1 | COCKTAIL STATION | Tobin Ellis Signature Ice Chest, modular, 36"W, approximately 78 lbs. ice capacity, 6"H backsplash with 1" return, ABS plastic top ledge, stainless steel top & sides, stainless steel interior, galvanized steel back & bottom, 1/2" NPS drain, stainless steel legs with adjustable thermoplastic feet, NSF | 1415 | 1415 | Column Missing
| 1 |  | 6" Backsplash standard | 0 | 0 | Column Missing
| 1 |  | Covers MUST be selected to satisfy NSF and/or local code requirements | 0 | 0 | Column Missing
| 1 |  | Tobin Ellis Signature Ice Chest Covers, 3-piece sliding assembly, 36"W, front & back, stainless steel (for TSC36 ice chests) | 261 | 261 | Column Missing
1308 | 1 | DOUBLE Speed Rail / Rack | Speed Rail, double, 48" W, stainless steel construction, factory installed | 405.5 | 405.5 | Column Missing
1309 | 0 | SpareNo | SpareNo | 0 | 0 | Column Missing
1310 | 0 | SpareNo | SpareNo | 0 | 0 | Column Missing
1311 | 1 | Soda Gun HOLDER | TSF Series Soda Gun Filler Section, 4"W x 24"D x 22"H, all stainless steel construction, universal design accepts either Wunder-Bar® & Schroeder America™ 8-14 product soda manifolds & drip cups (accepts only NON-FLOW CONTROL manifolds that don't exceed 3" in overall thickness), interior mounted manifold conceals soda lines, tool-less removal of top cover provides easy access, integrated drip cup mounting allows concealed routing of drip tube to waste drain, accessory speed rails can bypass or terminate on Soda Gun Filler, soda manifold, hose gun & drip cup NOT included, NSF | 496 | 496 | Column Missing
1312 | 1 | SODA GUN | BY VENDOR | 0 | 0 | Column Missing
1313 | 1 | Undercounter Refrigerator | C-Series Refrigerator, undercounter, 23-7/8"W x 24"D, self-contained refrigeration, 34°F to 42°F temperature range, 5.3 cu. ft. interior volume, digital thermostat & control, LED interior lighting, (2) black vinyl-coated full extension shelves (adjustable) & (1) black-vinyl coated floor rack, (1) hinged door, front vented, self-evaporating condensate pan, galvanized back & base, stainless steel top, sides, & interior, R600a, 115v/60/1-ph, 1.6 amps, NEMA 5-15P, NSF, cULus, ETL-Sanitation | 3221 | 3221 | Column Missing
| 1 |  | WARNING: The materials used in this product may contain chemicals known to the State of California to cause cancer and birth defects or other reproductive harm. For more information go to www.P65Warnings.ca.gov | 0 | 0 | Column Missing
| 1 |  | 5 yr. compressor warranty, 1 yr. parts & labor warranty | 0 | 0 | Column Missing
| 1 |  | Door finish: glass with stainless steel frame | 280 | 280 | Column Missing
| 1 |  | Left hinged(nc) | 0 | 0 | Column Missing
| 1 |  | Full length, 24", stainless steel grip with chrome endcaps | 0 | 0 | Column Missing
| 1 |  | Door lock, chrome | 94 | 94 | Column Missing
| 1 |  | No dispensing | 0 | 0 | Column Missing
| 1 |  | Casters, 3-3/4", includes mounting platform (set of 4) | 295.5 | 295.5 | Column Missing
1314 | 1 | DRAINBOARD TOP |  | 0 | 0 | Column Missing
1315 | 0 | SpareNo | SpareNo | 0 | 0 | Column Missing
1316 | 1 | Drainboard | Underbar Storage Cabinet 24"W x 24"D, 4" or 6"H backsplash with 1" return at top, pitched drainboard top with 1-1/2" NPS drain socket with 1/2" OD barb & 1/2" ID anti-microbial tubing, 1-1/2" NPS male drain center back of cabinet bottom, (1) adjustable intermediate shelf, stainless steel construction, Perlick Quick Clamp stainless steel legs & adjustable feet, NSF Listed | 1142.5 | 1142.5 | Column Missing
| 1 |  | 6" backsplash | 0 | 0 | Column Missing
| 2 |  | Perlick Flex Mount Leg Relocation Kit, Includes: (1) Rails, (1) Bolts, and (1)Tightening Knobs | 50 | 100 | Column Missing
| 1 |  | TSF Series 24"W Perforated Drainboard Insert, 'Stadium' shaped perforations, stainless steel construction, factory installed | 145 | 145 | Column Missing
1317 | 1 | Glasswasher | Underbar Glasswasher, door type, 24"W, low temperature chemical sanitizing, (30) 20" x 20" racks per hour, 12-1/8" maximum glass height, upper & lower stainless steel wash arms with reinforced caps, built-in chemical pumps & deliming system, pumped drain, stainless steel construction, 4" adjustable legs, 1 HP wash pump motor, 115v/60/1-ph, 16.0 amps, NSF, UL | 7760 | 7760 | Column Missing
| 1 |  | 1 yr. parts & labor warranty | 0 | 0 | Column Missing
1318 | 1 | Drainboard | Underbar Storage Cabinet 24"W x 24"D, 4" or 6"H backsplash with 1" return at top, pitched drainboard top with 1-1/2" NPS drain socket with 1/2" OD barb & 1/2" ID anti-microbial tubing, 1-1/2" NPS male drain center back of cabinet bottom, (1) adjustable intermediate shelf, stainless steel construction, Perlick Quick Clamp stainless steel legs & adjustable feet, NSF Listed | 1142.5 | 1142.5 | Column Missing
| 1 |  | 6" backsplash | 0 | 0 | Column Missing
| 2 |  | Perlick Flex Mount Leg Relocation Kit, Includes: (1) Rails, (1) Bolts, and (1)Tightening Knobs | 50 | 100 | Column Missing
| 1 |  | TSF Series 24"W Perforated Drainboard Insert, 'Stadium' shaped perforations, stainless steel construction, factory installed | 145 | 145 | Column Missing
1319 | 0 | SpareNo | SpareNo | 0 | 0 | Column Missing
1320 | 0 | SpareNo | SpareNo | 0 | 0 | Column Missing
1321 | 1 | Hand Sink | TSF Series Underbar Hand Sink Unit, 12"W x 24"D, 10" wide x 14" front-to-back x 9-1/4" deep 18 gauge stainless steel sink, backsplash, 4" OC splash mount faucet holes, (16) oz. pump soap dispenser integrated into front apron, C-fold paper towel dispenser integrated into front apron, stainless steel hinged door with magnetic catches, 1-1/2" NPS male drain, stainless steel construction, Perlick Quick Clamp tool less leg attachment, stainless steel legs with 1" adjustable thermoplastic feet | 1050 | 1050 | Column Missing
| 1 |  | 6" Backsplash standard | 0 | 0 | Column Missing
| 2 |  | Perlick Flex Mount Leg Relocation Kit, Includes: (1) Rails, (1) Bolts, and (1)Tightening Knobs | 50 | 100 | Column Missing
| 1 |  | Front Loading Faucet, wall/splash mount, lead free, gooseneck spout, faucet valves includes: built-in check valves to prevent back flow or across flow, (2) 3/8" O.D. x 3/8" O.D. x 18", braided stainless steel supply lines included | 286.5 | 286.5 | Column Missing
| 1 |  | Perforated Wet Waste Pan, 7 quart capacity, stainless steel (10-3/8" x 12-3/4" x 4" deep) | 92.5 | 92.5 | Column Missing
| 1 |  | End Splash, right, 6", for TS or TSF series | 112.5 | 112.5 | Column Missing
| 1 |  | End Splash, left, 6", for TS or TSF series | 112.5 | 112.5 | Column Missing
1322 | 1 | TRASH UNIT | TSF Series Trash Receptacle Top Cover, 12"W x 24"D x 13-9/16"H, stainless steel construction (wastebasket is not included), 6"H backsplash, 8-3/8" x 6-3/8" opening for trash (requires support by adjacent underbar equipment or accessory end panel & leg kit) | 451 | 451 | Column Missing
| 1 |  | 6" Backsplash standard | 0 | 0 | Column Missing
1323 | 1 | DUMP SINK | TS Series Underbar Wet Waste Sink Unit, 12"W x 18-9/16"D, 10" wide x 14" front-to-back x 9-1/4" deep 18 gauge stainless steel sink, backsplash, 4" OC splash mount faucet holes, 1-1/2" NPS male drain, stainless steel construction, Perlick Quick Clamp tool less leg attachment, stainless steel legs with 1" adjustable thermoplastic feet | 750 | 750 | Column Missing
| 1 |  | 6" Backsplash standard | 0 | 0 | Column Missing
| 1 |  | Front Loading Faucet, wall/splash mount, lead free, gooseneck spout, faucet valves includes: built-in check valves to prevent back flow or across flow, (2) 3/8" O.D. x 3/8" O.D. x 18", braided stainless steel supply lines included | 286.5 | 286.5 | Column Missing
| 1 |  | Perforated Wet Waste Pan, 7 quart capacity, stainless steel (10-3/8" x 12-3/4" x 4" deep) | 92.5 | 92.5 | Column Missing
| 1 |  | End Splash, right, 6", for TS or TSF series | 112.5 | 112.5 | Column Missing
| 1 |  | End Splash, left, 6", for TS or TSF series | 112.5 | 112.5 | Column Missing
1324 | 1 | COCKTAIL STATION | Tobin Ellis Signature Ice Chest, modular, 30"W, approximately 64 lbs. ice capacity, 6"H backsplash with 1" return, ABS plastic top ledge, stainless steel top & sides, stainless steel interior, galvanized steel back & bottom, 1/2" NPS drain, stainless steel legs with adjustable thermoplastic feet, NSF | 1287.5 | 1287.5 | Column Missing
| 1 |  | 6" Backsplash standard | 0 | 0 | Column Missing
| 1 |  | Covers MUST be selected to satisfy NSF and/or local code requirements | 0 | 0 | Column Missing
| 1 |  | Tobin Ellis Signature Ice Chest Covers, 3-piece sliding assembly, 30"W, front & back, stainless steel (for TSC30 ice chests) | 235 | 235 | Column Missing
1325 | 0 | SpareNo | SpareNo | 0 | 0 | Column Missing
1326 | 1 | DOUBLE Speed Rail / Rack | Speed Rail, double, 42" W, stainless steel construction, factory installed | 367 | 367 | Column Missing
1327 | 1 | Soda Gun HOLDER | TSF Series Soda Gun Filler Section, 4"W x 24"D x 22"H, all stainless steel construction, universal design accepts either Wunder-Bar® & Schroeder America™ 8-14 product soda manifolds & drip cups (accepts only NON-FLOW CONTROL manifolds that don't exceed 3" in overall thickness), interior mounted manifold conceals soda lines, tool-less removal of top cover provides easy access, integrated drip cup mounting allows concealed routing of drip tube to waste drain, accessory speed rails can bypass or terminate on Soda Gun Filler, soda manifold, hose gun & drip cup NOT included, NSF | 496 | 496 | Column Missing
1328 | 1 | SODA GUN | BY VENDOR | 0 | 0 | Column Missing
1329 | 0 | SpareNo | SpareNo | 0 | 0 | Column Missing
1330 | 0 | SpareNo | SpareNo | 0 | 0 | Column Missing
1331 | 1 | Undercounter Refrigerator | C-Series Refrigerator, undercounter, 23-7/8"W x 24"D, self-contained refrigeration, 34°F to 42°F temperature range, 5.3 cu. ft. interior volume, digital thermostat & control, LED interior lighting, (2) black vinyl-coated full extension shelves (adjustable) & (1) black-vinyl coated floor rack, (1) hinged door, front vented, self-evaporating condensate pan, galvanized back & base, stainless steel top, sides, & interior, R600a, 115v/60/1-ph, 1.6 amps, NEMA 5-15P, NSF, cULus, ETL-Sanitation | 3221 | 3221 | Column Missing
| 1 |  | WARNING: The materials used in this product may contain chemicals known to the State of California to cause cancer and birth defects or other reproductive harm. For more information go to www.P65Warnings.ca.gov | 0 | 0 | Column Missing
| 1 |  | 5 yr. compressor warranty, 1 yr. parts & labor warranty | 0 | 0 | Column Missing
| 1 |  | Door finish: glass with stainless steel frame | 280 | 280 | Column Missing
| 1 |  | Left hinged(nc) | 0 | 0 | Column Missing
| 1 |  | Full length, 24", stainless steel grip with chrome endcaps | 0 | 0 | Column Missing
| 1 |  | Door lock, chrome | 94 | 94 | Column Missing
| 1 |  | No dispensing | 0 | 0 | Column Missing
| 1 |  | Casters, 3-3/4", includes mounting platform (set of 4) | 295.5 | 295.5 | Column Missing
1332 | 1 | CORNER DRAINBOARD |  | 0 | 0 | Column Missing
1333 | 1 | ADA BAR TOP | MILLWORK BY GENERAL CONTRACTOR | 0 | 0 | Column Missing
1334 | 1 | BACK BAR COUNTER | MILLWORK BY GENERAL CONTRACTOR | 0 | 0 | Column Missing
1335 | 0 | SpareNo | SpareNo | 0 | 0 | Column Missing
1336 | 1 | BACK BAR REFRIGERATOR | Refrigerated Back Bar Cabinet, one-section, 36"W, self-contained refrigeration, 7.4 cu.ft. internal volume, digital thermostat, LED interior lighting, front vented, automatic defrost & condensate evaporator, includes floor drain, stainless steel interior, side mount compressor, 1/6 HP, R290 Hydrocarbon refrigerant, NSF, cULus | 3399.5 | 3399.5 | Column Missing
| 1 |  | WARNING: The materials used in this product may contain chemicals known to the State of California to cause cancer and birth defects or other reproductive harm. For more information go to www.P65Warnings.ca.gov | 0 | 0 | Column Missing
| 1 |  | 120v/60/1-ph, 1.8 amps, NEMA 5-15P | 0 | 0 | Column Missing
| 1 |  | 5 yr. compressor warranty, 1 yr. parts & labor warranty | 0 | 0 | Column Missing
| 1 |  | Standard refrigerator | 0 | 0 | Column Missing
| 1 |  | Stainless steel top - no tapping holes | 0 | 0 | Column Missing
| 1 |  | Condensing unit location: Right | 0 | 0 | Column Missing
| 1 |  | Condensing unit cover finish: Black vinyl coated | 0 | 0 | Column Missing
| 1 |  | End finish: Stainless steel, unfinished, both sides, standard | 0 | 0 | Column Missing
| 1 |  | Door type: solid, black vinyl/field laminated | 0 | 0 | Column Missing
| 1 |  | Door hinge location: Right | 0 | 0 | Column Missing
| 1 |  | Door handle: full length stainless steel handle, 24" | 0 | 0 | Column Missing
| 1 |  | Shelving style: (3) flat shelves | 0 | 0 | Column Missing
| 1 |  | Crisp White™ LED | 0 | 0 | Column Missing
| 1 |  | Low Profile Rollers, 1-5/8", set of (4) | 269 | 269 | Column Missing
1337 | 1 | Undercounter Freezer | (QuickShip) ADA Series Freezer, undercounter, 23-7/8"W x 24"D, self-contained refrigeration, -10° to 10°F temperature range, (4.8) cu. ft. interior capacity, digital thermostat & control, LED interior lighting, stainless steel drawers with lock, front vented, automatic defrost, galvanized back & base, stainless steel top, sides, & interior, R600a, 115v/60/1-ph, 2.4 amps, NEMA 5-15P, ETL-Sanitation, cULus, ADA Compliant | 4120 | 4120 | Column Missing
| 1 |  | WARNING: The materials used in this product may contain chemicals known to the State of California to cause cancer and birth defects or other reproductive harm. For more information go to www.P65Warnings.ca.gov | 0 | 0 | Column Missing
| 1 |  | Please note: This unit is intended for chilling glasses or holding product at freezing, not intended to hold food overnight or freeze ice cubes. | 0 | 0 | Column Missing
| 1 |  | 5 yr. compressor warranty, 1 yr. parts & labor warranty | 0 | 0 | Column Missing
| 1 |  | Casters, 3-3/4", includes mounting platform (set of 4) | 295.5 | 295.5 | Column Missing
1107 | 1 | Drainboard | Underbar Storage Cabinet 12"W x 24"D, 4" or 6"H backsplash with 1" return at top, pitched drainboard top with 1-1/2" NPS drain socket with 1/2" OD barb & 1/2" ID anti-microbial tubing, 1-1/2" NPS male drain center back of cabinet bottom, (1) adjustable intermediate shelf, stainless steel construction, Perlick Quick Clamp stainless steel legs & adjustable feet, NSF Listed | 1065 | 1065 | Column Missing
| 1 |  | 6" backsplash | 0 | 0 | Column Missing
| 2 |  | Perlick Flex Mount Leg Relocation Kit, Includes: (1) Rails, (1) Bolts, and (1)Tightening Knobs | 50 | 100 | Column Missing
| 1 |  | TSF Series 12"W Perforated Drainboard Insert, 'Stadium' shaped perforations, stainless steel construction, factory installed | 85 | 85 | Column Missing
EMPLOYEE DINING AREA
1401 | 1 | SERVERY COUNTER |  | 0 | 0 | Column Missing
1402 | 1 | HOT FOOD WELL | Food Warmer, top-mount, built-in, electric, auto-fill, (3) 12" x 20" openings with manifold drains with one valve, wet/dry operation, thermostatic control, stainless steel interior, insulated aluminum steel housing, WellsLok™, UL, NSF | 4450.5 | 4450.5 | Column Missing
| 1 |  | 1 year parts & labor warranty, standard | 0 | 0 | Column Missing
| 1 |  | Note: Must specify voltage and phase | 0 | 0 | Column Missing
| 1 |  | 208/240v/60/1-ph or 3-ph, 1.24/1.65 kW per well, field wired (field convertible) | 0 | 0 | Column Missing
1403 | 1 | FOOD WARMER | Glo-Ray® Infrared Strip Heater, 42" W, high wattage, tubular metal heater rod, single heater rod housing, aluminum construction, 950 watts, NSF, CE, cULus, Made in USA | 227 | 227 | Column Missing
| 1 |  | NOTE: Sale of this product must comply with Hatco's Minimum Resale Price Policy; consult order acknowledgement for details | 0 | 0 | Column Missing
| 1 |  | NOTE: Includes 24/7 parts & service assistance, call 414-671-6350 | 0 | 0 | Column Missing
| 1 |  | One year on-site parts & labor warranty, plus one additional year parts only warranty on all Glo-Ray metal sheathed elements | 0 | 0 | Column Missing
| 1 |  | 120v/60/1-ph | 0 | 0 | Column Missing
| 1 |  | (1) Built-in toggle control (remote recommended) (available at time of purchase only) | 0 | 0 | Column Missing
| 1 |  | Clear Anodized Aluminum housing, finish, standard (available at time of purchase only) | 0 | 0 | Column Missing
1404 | 1 | SNEEZE GUARD | ZGuard® Food Shield, single, self service, fully adjustable, 20-1/2" height, 14" wide tempered glass top & lower sneeze guard, 1" diameter tubing double supports, cULus (Contact factory for price) | 0 | 0 | Column Missing
| 1 |  | Tubing to be specified (NOTE: aluminum may be used only on above counter mounts) | 0 | 0 | Column Missing
| 1 |  | Frame finish to be specified | 0 | 0 | Column Missing
| 1 |  | 1" radius corner, standard | 0 | 0 | Column Missing
1405 | 0 | SpareNo | SpareNo | 0 | 0 | Column Missing
1406 | 1 | COLD FOOD WELL | Cold Food Well Unit, drop-in, self-contained refrigeration, (3) 12" x 20" pan capacity, on/off switch with individual thermostatic controls, insulated pan, 1" drain, stainless steel inner liner, top & flange, steel exterior body, R-134A refrigerant, 1/4 HP, 115v/60/1-ph, 5.5 amps, NEMA 5-15P, NSF, cULus | 7495.5 | 7495.5 | Column Missing
| 1 |  | Note: Must specify voltage and phase | 0 | 0 | Column Missing
| 1 |  | Warranty; 1 year parts and labor, standard | 0 | 0 | Column Missing
1407 | 1 | SNEEZE GUARD | ZGuard® Food Shield, single, self service, fully adjustable, 20-1/2" height, 14" wide tempered glass top & lower sneeze guard, 1" diameter tubing double supports, cULus (Contact factory for price) | 0 | 0 | Column Missing
| 1 |  | Tubing to be specified (NOTE: aluminum may be used only on above counter mounts) | 0 | 0 | Column Missing
| 1 |  | Frame finish to be specified | 0 | 0 | Column Missing
| 1 |  | 1" radius corner, standard | 0 | 0 | Column Missing
1408 | 1 | GRAB-N-GO REFRIGERATED MERCHANDISER | Oasis® Self-Service Refrigerated Under Counter Height Case, 47-1/4"W, 32-3/4"H, Breeze-E (Type II) with EnergyWise self-contained refrigeration system (rear access), Blue Fin coated coil, LED top light, one piece formed ABS plastic tub, black interior, laminated exterior, (2) square full end panels, casters with levelers, front panel extends over end panels to blend with adjacent counters (supplied by others), counter surface (supplied by others) extends over top unit, cETLus, ETL-Sanitation | 13076 | 13076 | Column Missing
| 1 |  | NOTE: If GFCI is required, a GFCI breaker MUST be used in lieu of a GFCI receptacle | 0 | 0 | Column Missing
| 1 |  | 1 yr. parts & labor warranty, 5 yr. compressor warranty, standard | 0 | 0 | Column Missing
| 1 |  | Breeze-E (Type II) with EnergyWise refrigeration (rear access)- NSF Type II compliant, standard | 0 | 0 | Column Missing
| 1 |  | 110-120v/60/1ph, 12.0 amps, 1053 watts, standard | 0 | 0 | Column Missing
| 1 |  | 6 ft straight blade power cord with NEMA 5-15P, standard | 0 | 0 | Column Missing
| 1 |  | NOTE: Compressor air rear intake, front discharge at toe kick, unit MUST remain 4" from wall & front & rear panels cannot be blocked (Not applicable with remote refrigeration option) | 0 | 0 | Column Missing
| 1 |  | Exterior: Wilsonart or Formica NON-PREMIUM laminate (Color chart available from factory rep or access color selections via www.wilsonart.com or www.formica.com) | 0 | 0 | Column Missing
| 1 |  | NOTE: SCC will not be responsible for additional charges incurred for Premium or other Manufacturer's laminate selections not originally quoted | 0 | 0 | Column Missing
| 1 |  | Exterior back panel: Solid back panel - black, standard | 0 | 0 | Column Missing
| 1 |  | Left end panel: Square full with mirrored interior, standard | 0 | 0 | Column Missing
| 1 |  | Right end panel: Square full with mirrored interior, standard | 0 | 0 | Column Missing
| 1 |  | Digital fahrenheit thermometer, standard | 0 | 0 | Column Missing
1408 | 1 | GRAB-N-GO REFRIGERATED MERCHANDISER | Oasis® Self-Service Refrigerated Case, 36-1/4"W, 46-7/8"H, Breeze with Energy Wise self-contained refrigeration system, Blue Fin coated coil, top light, one piece formed ABS plastic tub, black interior, (2) full end panels, casters, cETLus, ETL-Sanitation | 12033 | 12033 | Column Missing
| 1 |  | NOTE: If GFCI is required, a GFCI breaker MUST be used in lieu of a GFCI receptacle | 0 | 0 | Column Missing
| 1 |  | NOTE: 34" Minimum entry door clearance required (without shipping skid & with rear spacer bracket removed) | 0 | 0 | Column Missing
| 1 |  | Refrigeration: Breeze self-contained refrigeration with evaporator pan (front air intake/rear discharge), standard | 0 | 0 | Column Missing
| 1 |  | Electrical: 110-120v/60/1ph, 5.8 amps, standard | 0 | 0 | Column Missing
| 1 |  | Electrical Connection: 6' Straight blade power cord with NEMA 5-15P, standard | 0 | 0 | Column Missing
| 1 |  | NOTE: Compressor air intake from front & out rear, unit MUST remain 4" from wall & front panel cannot be blocked (Not applicable with remote refrigeration option) | 0 | 0 | Column Missing
| 1 |  | Base Support: Casters (self-cont.), standard | 0 | 0 | Column Missing
| 1 |  | Interior Color: Powder coated SCC Standard Silversan Black (FDA compliant), standard | 0 | 0 | Column Missing
| 1 |  | Exterior Color: Laminate standard color 909-58 Black | 0 | 0 | Column Missing
| 1 |  | Standard laminate grain directions (when applicable): - Front Panels (Upper Header and Lower Panels): Horizontal grain direction - End Panels: Vertical grain direction - Blend & Reveal Cases Only: Horizontal grain direction on front and end panels | 0 | 0 | Column Missing
| 1 |  | Lower Front Panel Color: Powder coated SCC Standard Silversan Black (FDA compliant), standard | 0 | 0 | Column Missing
| 1 |  | End Panel Left: Full with stainless steel mirror interior, standard | 0 | 0 | Column Missing
| 1 |  | End Panel Right: Full with stainless steel mirror interior, standard | 0 | 0 | Column Missing
| 1 |  | Thermometer: Digital fahrenheit thermometer, standard | 0 | 0 | Column Missing
1409 | 0 | SpareNo | SpareNo | 0 | 0 | Column Missing
1410 | 0 | SpareNo | SpareNo | 0 | 0 | Column Missing
1411 | 3 | UTENSIL CROCKS |  | 0 | 0 | Column Missing
1412 | 1 | TRAY RECESS |  | 0 | 0 | Column Missing
1413 | 2 | UTILITY RACK | Bun Pan Rack, mobile, full height, end loading, open sides, accommodates (20) 18" x 26" pans, slides on 3" centers, all welded aluminum construction, (4) 5" platform casters, NSF, Made in USA | 539 | 1078 | Column Missing
| 2 |  | Lifetime warranty against rust & corrosion, 5 year workmanship and material defects warranty, standard | 0 | 0 | Column Missing
| 2 |  | 5" platform type casters, std. | 0 | 0 | Column Missing
| 2 |  | Perimeter bumper, non-marking gray rubber strip, adds 2" to length & width (MUST BE FACTORY INSTALLED) | 170.5 | 341 | Column Missing
1414 | 1 | TRASH COUNTER |  | 0 | 0 | Column Missing
1415 | 0 | SpareNo | SpareNo | 0 | 0 | Column Missing
1416 | 2 | TRASH CHUTE |  | 0 | 0 | Column Missing
1417 | 2 | TRASH RECEPTACLE | ProSave® Brute® Container, without lid, 20 gallon, 19-1/2"D x 22-7/8"H, round, reinforced rims, built in handles, double rimmed base, high-impact plastic construction, gray, NSF | 22.5015 | 45.003 | Column Missing
| 2 | Trash Receptacle, Dolly | Brute® Dolly, 18-1/4"D x 6-5/8"H, heavy duty 3" casters, 250 lb. capacity, for 2620, 2632, 2643, 2655, black | 45.255 | 90.51 | Column Missing
| 2 | Trash Receptacle Lid / Top | ProSave® Sliding Container Lid, fits container Brute® 2620, 20-3/4" dia. x 5"H, includes 3 cup portioning scoop (9G52), clear rotating sliding door, dishwasher safe, white, NSF, S.O.S. (Special Order Smallwares) product; see SOS document for details | 53.298 | 106.596 | Column Missing
1418 | 1 | WALL SHELF |  | 0 | 0 | Column Missing
1419 | 0 | SpareNo | SpareNo | 0 | 0 | Column Missing
1420-1500 | 0 | SpareNo | SpareNo | 0 | 0 | Column Missing
ICE AREA
1501 | 4 | Ice Dispenser | iceValet® Hotel/Motel Ice Dispenser, floor model, push dispensing, 120 lb application capacity, designed for 22" wide top mount cube-type ice makers, ADA compliant dispensing area, polyurethane insulation, unit specific QR code, includes 6" legs, metallic finish, includes 11’ power cord with NEMA 5-15P plug, 115v/60/1-ph, 2.1 amps, NSF, cULus, engineered and assembled in USA, ADA Compliant dispensing area | 4365.5 | 17462 | Column Missing
| 4 |  | NOTE: Sale of this product must comply with Scotsman's MSRP Policy; contact your Scotsman representative for details | 0 | 0 | Column Missing
| 4 |  | 3 year parts & labor warranties | 0 | 0 | Column Missing
| 4 |  | Legs with Flanged Feet, 6", for B series bins or HD dispensers | 132 | 528 | Column Missing
1502 | 4 | ICE MACHINE | Prodigy ELITE® Ice Maker, cube style, water-cooled, self-contained condenser, production capacity up to 366 lb/24 hours at 70°/50° (292 lb AHRI certified at 90°/70°), medium cube size, ICELINQ® mobile app, Bluetooth® connectivIty, preservation mode, external bin full indicator, AutoAlert™ indicating lights, WaterSense adjustable purge control, one-touch cleaning, harvest assist, unit specific QR code, stainless steel finish, AgION™ antimicrobial protection, 115v/60/1-ph, 11.9 amps, cULus, NSF, engineered and assembled in USA | 4322 | 17288 | Column Missing
| 4 |  | NOTE: Sale of this product must comply with Scotsman's MSRP Policy; contact your Scotsman representative for details | 0 | 0 | Column Missing
| 4 |  | 3 year parts & labor warranties | 0 | 0 | Column Missing
| 4 |  | 5 year parts & labor warranties on Evaporator | 0 | 0 | Column Missing
| 4 |  | 5 year parts on compressor & condenser | 0 | 0 | Column Missing
1503 | 4 | WATER FILTRATION SYSTEM | AquaPatrol™ Plus Water Filtration System, single system, 2.1 gallons per minute max flow, designed for cubers up to 650 lb, and for flakers, nuggets & nugget dispensers up to 1,200 lb, cULus, NSF | 298 | 1192 | Column Missing
| 4 |  | NOTE: Sale of this product must comply with Scotsman's MSRP Policy; contact your Scotsman representative for details | 0 | 0 | Column Missing
1504 | 0 | SpareNo | SpareNo | 0 | 0 | Column Missing
1505-1600 | 0 | SpareNo | SpareNo | 0 | 0 | Column Missing
EMERGENCY LAUNDRY AREA
L1 | 7 | SOILED TRIP CART |  | 0 | 0 | Column Missing
L2 | 1 | LINEN CART |  | 0 | 0 | Column Missing
L3 | 1 | FLOOR SCALE |  | 1274.7 | 1274.7 | Column Missing
L4 | 1 | ELECTRONIC READOUT |  | 437.5 | 437.5 | Column Missing
L5 | 0 | SpareNo | SpareNo | 0 | 0 | Column Missing
L6 | 1 | HAND SINK | Hand Sink, wall mounted, 14" wide x 10" front-to-back x 5" deep bowl, 20 gauge 304 stainless steel, with splash mounted gooseneck faucet with wrist blades, basket drain, wall bracket, NSF, cCSAus | 499 | 499 | Column Missing
| 1 |  | P-trap, heavy duty, 1-1/2", 17 gauge | 93.5 | 93.5 | Column Missing
| 1 |  | Welded Side Splash, 12"H (installed height), both sides, for hand sinks with 14" wide x 10" front-to-back bowl, splash mounted faucets | 356.5 | 356.5 | Column Missing
L7 | 1 | TRASH RECEPTACLE | Slim Jim® Container, 23 gallon, 22"W x 11"D x 30"H, with venting channels, molded-in handles, general purpose waste, open type without lid, high-impact plastic construction, gray, Made in USA | 61.27 | 61.27 | Column Missing
L8 | 1 | SOAK SINK |  | 0 | 0 | Column Missing
L9 | 0 | SpareNo | SpareNo | 0 | 0 | Column Missing
L10 | 0 | SpareNo | SpareNo | 0 | 0 | Column Missing
L11 | 1 | WASHER / EXTRACTOR |  | 0 | 0 | Column Missing
L12 | 1 | DRYER |  | 0 | 0 | Column Missing
L13 | 1 | STACKED WASHER-DRYER |  | 0 | 0 | Column Missing
L14 | 4 | LINEN CART |  | 0 | 0 | Column Missing
L15 | 0 | SpareNo | SpareNo | 0 | 0 | Column Missing
L16 | 1 | LINEN STORAGE SHELVING | Super Erecta® Shelf, wire, 48"W x 18"D, plastic split sleeves are included in each carton, Metroseal 3™ epoxy-coated corrosion-resistant finish with Microban® antimicrobial protection, NSF | 384.9982 | 384.9982 | Column Missing
L17 | 1 | MOP SINK | BY GENERAL CONTRACTOR | 0 | 0 | Column Missing
L18 | 1 | HOSE BIBB | BY GENERAL CONTRACTOR | 0 | 0 | Column Missing
L19 | 0 | SpareNo | SpareNo | 0 | 0 | Column Missing
L20 | 0 | SpareNo | SpareNo | 0 | 0 | Column Missing
L21 | 1 | WALL SHELF |  | 1250 | 1250 | Column Missing
L22 | 1 | MOP RACK | BY GENERAL CONTRACTOR | 0 | 0 | Column Missing
L23 | 2 | DETERGENT STORAGE SHELVING | Super Erecta® Shelf, wire, 48"W x 18"D, plastic split sleeves are included in each carton, Metroseal 3™ epoxy-coated corrosion-resistant finish with Microban® antimicrobial protection, NSF | 384.9982 | 769.9965 | Column Missing
L24 | 0 | SpareNo | SpareNo | 0 | 0 | Column Missing
L25 | 0 | SpareNo | SpareNo | 0 | 0 | Column Missing
L26 | 0 | SpareNo | SpareNo | 0 | 0 | Column Missing
L27 | 0 | SpareNo | SpareNo | 0 | 0 | Column Missing
L28 | 0 | SpareNo | SpareNo | 0 | 0 | Column Missing
L29 | 0 | SpareNo | SpareNo | 0 | 0 | Column Missing
L30 | 0 | SpareNo | SpareNo | 0 | 0 | Column Missing
DISPATCH AREA
L31 | 1 | HAND SINK | Hand Sink, wall mounted, 14" wide x 10" front-to-back x 5" deep bowl, 20 gauge 304 stainless steel, with splash mounted gooseneck faucet with wrist blades, basket drain, wall bracket, NSF, cCSAus | 499 | 499 | Column Missing
| 1 |  | P-trap, heavy duty, 1-1/2", 17 gauge | 93.5 | 93.5 | Column Missing
| 1 |  | Welded Side Splash, 12"H (installed height), both sides, for hand sinks with 14" wide x 10" front-to-back bowl, splash mounted faucets | 356.5 | 356.5 | Column Missing
L32 | 1 | TRASH RECEPTACLE | Slim Jim® Container, 23 gallon, 22"W x 11"D x 30"H, with venting channels, molded-in handles, general purpose waste, open type without lid, high-impact plastic construction, gray, Made in USA | 47.13 | 47.13 | Column Missing
L33 | 21 | LINEN STORAGE SHELVING | Super Erecta® Shelf, wire, 48"W x 18"D, plastic split sleeves are included in each carton, Metroseal 3™ epoxy-coated corrosion-resistant finish with Microban® antimicrobial protection, NSF | 384.9982 | 8084.9632 | Column Missing
L34 | 0 | SECURITY FENCE | BY GENERAL CONTRACTOR | 0 | 0 | Column Missing
L35 | 0 | SpareNo | SpareNo | 0 | 0 | Column Missing
L36 | 0 | SECURITY DOOR | BY GENERAL CONTRACTOR | 0 | 0 | Column Missing
L37 | 9 | SECURE STORAGE SHELVING | Super Erecta® Shelf, wire, 48"W x 18"D, plastic split sleeves are included in each carton, Metroseal 3™ epoxy-coated corrosion-resistant finish with Microban® antimicrobial protection, NSF | 384.9982 | 3464.9842 | Column Missing
L38 | 1 | WORK SURFACE | BY OS&E | 0 | 0 | Column Missing
L39 | 0 | SpareNo | SpareNo | 0 | 0 | Column Missing
L40 | 0 | SpareNo | SpareNo | 0 | 0 | Column Missing
L41 | 1 | CHAIR | BY OS&E | 0 | 0 | Column Missing
L42 | 1 | COMPUTER | BY OS&E | 0 | 0 | Column Missing
L43 | 2 | CHAIR | BY OS&E | 0 | 0 | Column Missing
L44 | 1 | WORK SURFACE | BY OS&E | 0 | 0 | Column Missing
L45 | 0 | SpareNo | SpareNo | 0 | 0 | Column Missing
L46 | 1 | CHAIR | BY OS&E | 0 | 0 | Column Missing
L47 | 1 | COMPUTER | BY OS&E | 0 | 0 | Column Missing
L48 | 2 | CHAIR | BY OS&E | 0 | 0 | Column Missing
L49 | 0 | SpareNo | SpareNo | 0 | 0 | Column Missing
L50 | 0 | SpareNo | SpareNo | 0 | 0 | Column Missing
L51 | 1 | HAND SINK | Hand Sink, wall mounted, 14" wide x 10" front-to-back x 5" deep bowl, 20 gauge 304 stainless steel, with splash mounted gooseneck faucet with wrist blades, basket drain, wall bracket, NSF, cCSAus | 371 | 371 | Column Missing
| 1 |  | P-trap, heavy duty, 1-1/2", 17 gauge | 64 | 64 | Column Missing
| 1 |  | Welded Side Splash, 12"H (installed height), both sides, for hand sinks with 14" wide x 10" front-to-back bowl, splash mounted faucets | 243.5 | 243.5 | Column Missing
L52 | 1 | TRASH RECEPTACLE | Slim Jim® Container, 23 gallon, 22"W x 11"D x 30"H, with venting channels, molded-in handles, general purpose waste, open type without lid, high-impact plastic construction, gray, Made in USA | 47.13 | 47.13 | Column Missing
L53 | 1 | SOILED DISH TABLE WITH SINK |  | 0 | 0 | Column Missing
L54 | 1 | PRE-RINSE UNIT | Pre-Rinse Unit, spring style, backsplash mount, 8" centers, 16" riser, 36" hose, 1.15 GPM Ultra-Spray™ PLUS spray valve with built-in spray handle clip & dish guard bumper, lever handles with color coded indexes, add-on faucet with 10" swing spout, includes wall bracket, 1/2" NPT male inlets, brass, ADA Compliant | 310 | 310 | Column Missing
L55 | 0 | SpareNo | SpareNo | 0 | 0 | Column Missing
L56 | 1 | TRASH RECEPTACLE | ProSave® Brute® Container, without lid, 20 gallon, 19-1/2"D x 22-7/8"H, round, reinforced rims, built in handles, double rimmed base, high-impact plastic construction, gray, NSF | 22.5015 | 22.5015 | Column Missing
| 1 | Trash Receptacle, Dolly | Brute® Dolly, 18-1/4"D x 6-5/8"H, heavy duty 3" casters, 250 lb. capacity, for 2620, 2632, 2643, 2655, black | 45.255 | 45.255 | Column Missing
| 1 | Trash Receptacle Lid / Top | ProSave® Sliding Container Lid, fits container Brute® 2620, 20-3/4" dia. x 5"H, includes 3 cup portioning scoop (9G52), clear rotating sliding door, dishwasher safe, white, NSF, S.O.S. (Special Order Smallwares) product; see SOS document for details | 53.298 | 53.298 | Column Missing
L57 | 1 | DISH MACHINE | Ventless Dishwashing Machine, door type, energy recovery, high temp sanitizing, 208-240/60/3 (field convertible to single phase), internal condensing system, 45 racks/hour, straight-thru or corner installation, user-friendly smart touchscreen controls, Wi-Fi connectivity with SmartConnect app, Delime Notification with Cycle, Sense-A-Temp™ booster, electric tank heat, X-shaped wash arms, scrap screen and basket, door actuated start, door lock, stainless steel tank, tank shelf, chamber, trim panels, frame & feet, cULus, NSF, ENERGY STAR®. Factory Startup - Free for installations within 100 miles of a Hobart Service Office during normal business hours with appropriate notice; installation beyond 100 miles will be quoted by Service. | 15482.5 | 15482.5 | Column Missing
| 1 |  | Oversized units with crated shipping dimensions greater or equal to 72" in length and/or 90" in height. If delivery is to a facility without a standard height dock, additional shipping charges will apply depending on the service requested. consult Factory. | 0 | 0 | Column Missing
| 1 |  | Standard warranty - 1-Year parts, labor & travel time during normal working hours within the USA | 0 | 0 | Column Missing
| 1 |  | NOTE: For water of 3-grains of hardness or more, Hobart suggests adding a water softener. | 0 | 0 | Column Missing
L58 | 1 | FLOOR TROUGH |  | 0 | 0 | Column Missing
L59 | 0 | SpareNo | SpareNo | 0 | 0 | Column Missing
L60 | 0 | SpareNo | SpareNo | 0 | 0 | Column Missing
L61 | 1 | CLEAN DISH TABLE |  | 0 | 0 | Column Missing
L62 | 1 | GLASS RACK SHELF |  | 0 | 0 | Column Missing
L63 | 4 | CLEAN DISH STORAGE SHELVING | Super Erecta® Shelf, wire, 48"W x 18"D, plastic split sleeves are included in each carton, Metroseal 3™ epoxy-coated corrosion-resistant finish with Microban® antimicrobial protection, NSF | 384.9982 | 1539.993 | Column Missing
L64 | 0 | SpareNo | SpareNo | 0 | 0 | Column Missing
L65 | 0 | SpareNo | SpareNo | 0 | 0 | Column Missing
L66 | 1 | WORK SURFACE | BY OS&E | 0 | 0 | Column Missing
L67 | 1 | CHAIR | BY OS&E | 0 | 0 | Column Missing
L68 | 1 | COMPUTER | BY OS&E | 0 | 0 | Column Missing
L69 | 0 | SpareNo | SpareNo | 0 | 0 | Column Missing
L70 | 0 | SpareNo | SpareNo | 0 | 0 | Column Missing
L71 | 6 | EQUIPMENT STORAGE SHELVING | Super Erecta® Shelf, wire, 48"W x 18"D, plastic split sleeves are included in each carton, Metroseal 3™ epoxy-coated corrosion-resistant finish with Microban® antimicrobial protection, NSF | 384.9982 | 2309.9895 | Column Missing
L72 | 0 | SpareNo | SpareNo | 0 | 0 | Column Missing
L73 | 0 | SpareNo | SpareNo | 0 | 0 | Column Missing
L74 | 0 | SpareNo | SpareNo | 0 | 0 | Column Missing
L75 | 0 | SpareNo | SpareNo | 0 | 0 | Column Missing
L76 | 1 | EYE WASH STATION |  | 0 | 0 | Column Missing
L77 | 1 | HAND SINK | Hand Sink, wall mounted, 14" wide x 10" front-to-back x 5" deep bowl, 20 gauge 304 stainless steel, with splash mounted gooseneck faucet with wrist blades, basket drain, wall bracket, NSF, cCSAus | 499 | 499 | Column Missing
| 1 |  | P-trap, heavy duty, 1-1/2", 17 gauge | 93.5 | 93.5 | Column Missing
| 1 |  | Welded Side Splash, 12"H (installed height), both sides, for hand sinks with 14" wide x 10" front-to-back bowl, splash mounted faucets | 356.5 | 356.5 | Column Missing
L78 | 1 | TRASH RECEPTACLE | Slim Jim® Container, 23 gallon, 22"W x 11"D x 30"H, with venting channels, molded-in handles, general purpose waste, open type without lid, high-impact plastic construction, gray, Made in USA | 47.13 | 47.13 | Column Missing
L79 | 0 | SpareNo | SpareNo | 0 | 0 | Column Missing
L80 | 0 | SpareNo | SpareNo | 0 | 0 | Column Missing
L81 | 1 | FILL COUNTER WITH SINK |  | 0 | 0 | Column Missing
L82 | 1 | TRASH RECEPTACLE | ProSave® Brute® Container, without lid, 20 gallon, 19-1/2"D x 22-7/8"H, round, reinforced rims, built in handles, double rimmed base, high-impact plastic construction, gray, NSF | 22.5015 | 22.5015 | Column Missing
| 1 | Trash Receptacle, Dolly | Brute® Dolly, 18-1/4"D x 6-5/8"H, heavy duty 3" casters, 250 lb. capacity, for 2620, 2632, 2643, 2655, black | 45.255 | 45.255 | Column Missing
| 1 | Trash Receptacle Lid / Top | ProSave® Sliding Container Lid, fits container Brute® 2620, 20-3/4" dia. x 5"H, includes 3 cup portioning scoop (9G52), clear rotating sliding door, dishwasher safe, white, NSF, S.O.S. (Special Order Smallwares) product; see SOS document for details | 53.298 | 53.298 | Column Missing
L83 | 1 | DETERGENT FILLING STATION |  | 0 | 0 | Column Missing
L84 | 3 | DRY STORAGE SHELVING | Super Erecta® Shelf, wire, 48"W x 18"D, plastic split sleeves are included in each carton, Metroseal 3™ epoxy-coated corrosion-resistant finish with Microban® antimicrobial protection, NSF | 384.9982 | 1154.9948 | Column Missing
L85-L100 | 0 | SpareNo | SpareNo | 0 | 0 | Column Missing
HOUSEKEEPING AREA
L101 | 8 | GARMENT RACK |  | 0 | 0 | Column Missing
L102 | 8 | Security Unit | Super Erecta® Security Unit, stationary, chrome plated finish, 50-1/2"W x 21-1/2"D x 66-13/16"H, no intermediate shelves, NSF | 1090 | 8720 | Column Missing
L103 | 4 | HAND SINK | Hand Sink, wall mounted, 14" wide x 10" front-to-back x 5" deep bowl, 20 gauge 304 stainless steel, with splash mounted gooseneck faucet with wrist blades, basket drain, wall bracket, NSF, cCSAus | 371 | 1484 | Column Missing
| 4 |  | P-trap, heavy duty, 1-1/2", 17 gauge | 64 | 256 | Column Missing
| 4 |  | Welded Side Splash, 12"H (installed height), both sides, for hand sinks with 14" wide x 10" front-to-back bowl, splash mounted faucets | 243.5 | 974 | Column Missing
L104 | 4 | TRASH RECEPTACLE | Slim Jim® Container, 23 gallon, 22"W x 11"D x 30"H, with venting channels, molded-in handles, general purpose waste, open type without lid, high-impact plastic construction, gray, Made in USA | 47.13 | 188.52 | Column Missing
L105 | 0 | SpareNo | SpareNo | 0 | 0 | Column Missing
L106 | 4 | MOP SINK | BY GENERAL CONTRACTOR | 0 | 0 | Column Missing
L107 | 4 | HOSE BIBB | BY GENERAL CONTRACTOR | 0 | 0 | Column Missing
L108 | 4 | WALL SHELF |  | 1250 | 5000 | Column Missing
L109 | 0 | SpareNo | SpareNo | 0 | 0 | Column Missing
L110 | 0 | SpareNo | SpareNo | 0 | 0 | Column Missing
L111 | 24 | HOUSEKEEPING CART | Housekeeping Cart, 60"L x 22"W x 50"H, with doors and vinyl bag, black, Made in USA | 1079.855 | 25916.52 | Column Missing
| 24 |  | WARNING: This product can expose you to chemicals, which is known to the State of California to cause cancer and/or other reproductive harm. For more information go to www.P65Warnings.ca.gov. | 0 | 0 | Column Missing
L112 | 16 | SOILED TRIP CART |  | 0 | 0 | Column Missing
L113 | 0 | SpareNo | SpareNo | 0 | 0 | Column Missing
L114 | 0 | SpareNo | SpareNo | 0 | 0 | Column Missing
L115-L200 | 0 | SpareNo | SpareNo | 0 | 0 | Column Missing
Equipment SubTotal
Delivery, Installation, Set-in Place
Total
QUALIFICATIONS
1. Price does not include project contingency.
2. Price does not include sales tax or use taxes.
3. Price is good through _____________