## Sheet
Title
June 18, 2024
Item | Qty | Description | Model | Unit Cost | Total | Remarks
BREAKDOWN AREA
1 | 1 | AIR CURTAIN | Standard Series 2 Air Curtain, for 72" wide door, unheated, UVC/HCP, includes magnetic switch (99-018) and 24v control, galvanized steel cabinet, obsidian black powder coat finish, (2) 1/2 HP motors, 115v/60/1-ph, 1.0 kW, cord & plug, 10.2 amps, cETLus | 2415 | 2415 | Column Missing
2 | 1 | WORK SURFACE | MILLWORK/ BY GENERAL CONTRACTOR | 0 | 0 | Column Missing
3 | 1 | CHAIR | BY OS&E | 0 | 0 | Column Missing
4 | 1 | COMPUTER | BY OS&E | 0 | 0 | Column Missing
5 | 0 | SpareNo | SpareNo | 0 | 0 | Column Missing
6 | 1 | WALL CABINET | MILLWORK/ BY GENERAL CONTRACTOR | 0 | 0 | Column Missing
| 0 |  | SubTotal | 0 | 0 | Column Missing
7 | 1 | WORK SURFACE | MILLWORK/ BY GENERAL CONTRACTOR | 0 | 0 | Column Missing
8 | 1 | printer / fax machine | BY OS&E | 0 | 0 | Column Missing
9 | 0 | SpareNo | SpareNo | 0 | 0 | Column Missing
10 | 0 | SpareNo | SpareNo | 0 | 0 | Column Missing
11 | 1 | RECESSED FLOOR SCALE |  | 1275 | 1275 | Column Missing
12 | 1 | ELECTRONIC READOUT |  | 438 | 438 | Column Missing
13 | 1 | HAND SINK | Hand Sink, wall mounted, 14" wide x 10" front-to-back x 5" deep bowl, 20 gauge 304 stainless steel, with splash mounted gooseneck faucet with wrist blades, basket drain, wall bracket, NSF, cCSAus | 499 | 499 | Column Missing
| 1 |  | P-trap, heavy duty, 1-1/2", 17 gauge | 93.5 | 93.5 | Column Missing
| 1 |  | Welded Side Splash, 12"H (installed height), both sides, for hand sinks with 14" wide x 10" front-to-back bowl, splash mounted faucets | 357.232 | 357.232 | Column Missing
14 | 1 | TRASH RECEPTACLE | Slim Jim® Container, 23 gallon, 22"W x 11"D x 30"H, with venting channels, molded-in handles, general purpose waste, open type without lid, high-impact plastic construction, gray, Made in USA | 61.101 | 61.101 | Column Missing
15 | 0 | SpareNo | SpareNo | 0 | 0 | Column Missing
16 | 1 | FLOOR TROUGH AND GRATE |  | 0 | 0 | Column Missing
17 | 1 | VEGETABLE TABLE WITH SINKS |  | 0 | 0 | Column Missing
18 | 1 | TRASH RECEPTACLE | ProSave® Brute® Container, without lid, 20 gallon, 19-1/2"D x 22-7/8"H, round, reinforced rims, built in handles, double rimmed base, high-impact plastic construction, gray, NSF | 32.9706 | 32.9706 | Column Missing
| 1 | Trash Receptacle, Dolly | Brute® Dolly, 18-1/4"D x 6-5/8"H, heavy duty 3" casters, 250 lb. capacity, for 2620, 2632, 2643, 2655, black | 58.7193 | 58.7193 | Column Missing
| 1 | Trash Receptacle Lid / Top | ProSave® Sliding Container Lid, fits container Brute® 2620, 20-3/4" dia. x 5"H, includes 3 cup portioning scoop (9G52), clear rotating sliding door, dishwasher safe, white, NSF, S.O.S. (Special Order Smallwares) product; see SOS document for details | 68.9021 | 68.9021 | Column Missing
19 | 0 | SpareNo | SpareNo | 0 | 0 | Column Missing
20 | 0 | SpareNo | SpareNo | 0 | 0 | Column Missing
21 | 1 | AIR CURTAIN | Standard Series 2 Air Curtain, for 72" wide door, unheated, UVC/HCP, includes magnetic switch (99-018) and 24v control, galvanized steel cabinet, obsidian black powder coat finish, (2) 1/2 HP motors, 115v/60/1-ph, 1.0 kW, cord & plug, 10.2 amps, cETLus | 2415 | 2415 | Column Missing
22 | 1 | INSECT CONTROL |  | 0 | 0 | Column Missing
22 | 0 | SpareNo | SpareNo | 0 | 0 | Column Missing
23 | 0 | SpareNo | SpareNo | 0 | 0 | Column Missing
24 | 0 | SpareNo | SpareNo | 0 | 0 | Column Missing
25-30 | 0 | SpareNo | SpareNo | 0 | 0 | Column Missing
BULK STORAGE AREA
31 | 3 | BEVERAGE STORAGE SHELVING | Super Erecta® Shelf, wire, 48"W x 18"D, plastic split sleeves are included in each carton, Metroseal 3™ epoxy-coated corrosion-resistant finish with Microban® antimicrobial protection, NSF | 385 | 1155 | Column Missing
32 | 2 | CO2 TANK | BY VENDOR | 0 | 0 | Column Missing
33 | 1 | SODA SYSTEM AND RACK | BY VENDOR | 0 | 0 | Column Missing
34 | 1 | beverage COOLER |  | 0 | 0 | Column Missing
35 | 0 | SpareNo | SpareNo | 0 | 0 | Column Missing
36 | 1 | Floor Trough And Grate |  | 0 | 0 | Column Missing
37 | 1 | EVAPORATOR COIL |  | 0 | 0 | Column Missing
38 | 3 | BEVERAGE COOLER STORAGE SHELVING | Super Erecta® Shelf, wire, 48"W x 18"D, plastic split sleeves are included in each carton, Metroseal 3™ epoxy-coated corrosion-resistant finish with Microban® antimicrobial protection, NSF | 385 | 1155 | Column Missing
39 | 0 | SpareNo | SpareNo | 0 | 0 | Column Missing
40 | 0 | SpareNo | SpareNo | 0 | 0 | Column Missing
41 | 7 | NON-FOOD DRY STORAGE SHELVING | Super Erecta® Shelf, wire, 48"W x 18"D, plastic split sleeves are included in each carton, Metroseal 3™ epoxy-coated corrosion-resistant finish with Microban® antimicrobial protection, NSF | 385 | 2695 | Column Missing
42 | 7 | EQUIPMENT STORAGE SHELVING | Super Erecta® Shelf, wire, 48"W x 18"D, plastic split sleeves are included in each carton, Metroseal 3™ epoxy-coated corrosion-resistant finish with Microban® antimicrobial protection, NSF | 385 | 2695 | Column Missing
43 | 9 | DRY STORAGE SHELVING | Super Erecta® Shelf, wire, 48"W x 18"D, plastic split sleeves are included in each carton, Metroseal 3™ epoxy-coated corrosion-resistant finish with Microban® antimicrobial protection, NSF | 385 | 3465 | Column Missing
44 | 2 | Can Rack | Can Storage Rack, mobile design with casters, sloped glides for automatic can retrieval, aluminum construction, holds (352) #2-1/2 or (484) #303 cans, (4) 6" plate casters, (2) swivel with brakes, (2) rigid, NSF, Made in USA | 1430 | 2860 | Column Missing
| 2 |  | Lifetime warranty against rust & corrosion, 5 year workmanship and material defects warranty, standard | 0 | 0 | Column Missing
| 2 |  | Prison Package Tamper Proof Screws | 43 | 86 | Column Missing
45 | 0 | SpareNo | SpareNo | 0 | 0 | Column Missing
46 | 1 | HIGH DENSITY SHELVING | Super Erecta® & Super Adjustable Top-Track Stationary End Unit Kit, 24"W, includes: 86"H chrome plated posts, & hardware necessary for connecting stationary end units to track (shelves sold separately), NSF | 397 | 397 | Column Missing
47 | 1 | HIGH DENSITY SHELVING | Super Erecta® & Super Adjustable Top-Track Stationary End Unit Kit, 24"W, includes: 86"H chrome plated posts, & hardware necessary for connecting stationary end units to track (shelves sold separately), NSF | 397 | 397 | Column Missing
48 | 1 | DAIRY COOLER |  | 0 | 0 | Column Missing
49 | 0 | SpareNo | SpareNo | 0 | 0 | Column Missing
50 | 0 | SpareNo | SpareNo | 0 | 0 | Column Missing
51 | 1 | Floor Trough And Grate |  | 0 | 0 | Column Missing
52 | 1 | EVAPORATOR COIL |  | 0 | 0 | Column Missing
53 | 6 | COOLER STORAGE SHELVING | Super Erecta® Shelf, wire, 48"W x 18"D, plastic split sleeves are included in each carton, Metroseal 3™ epoxy-coated corrosion-resistant finish with Microban® antimicrobial protection, NSF | 385 | 2310 | Column Missing
54 | 1 | BULK FREEZER |  | 0 | 0 | Column Missing
55 | 0 | SpareNo | SpareNo | 0 | 0 | Column Missing
56 | 1 | Floor Trough And Grate |  | 0 | 0 | Column Missing
57 | 1 | EVAPORATOR COIL |  | 0 | 0 | Column Missing
58 | 9 | FREEZER STORAGE SHELVING | Super Erecta® Shelf, wire, 48"W x 18"D, plastic split sleeves are included in each carton, Metroseal 3™ epoxy-coated corrosion-resistant finish with Microban® antimicrobial protection, NSF | 385 | 3465 | Column Missing
59 | 0 | SpareNo | SpareNo | 0 | 0 | Column Missing
60 | 0 | SpareNo | SpareNo | 0 | 0 | Column Missing
61 | 1 | THAW COOLER |  | 0 | 0 | Column Missing
62 | 1 | Floor Trough And Grate |  | 0 | 0 | Column Missing
63 | 1 | EVAPORATOR COIL |  | 0 | 0 | Column Missing
64 | 4 | UTILITY RACK | Bun Pan Rack, mobile, full height, end loading, open sides, accommodates (20) 18" x 26" pans, slides on 3" centers, all welded aluminum construction, (4) 5" platform casters, NSF, Made in USA | 524.1585 | 2096.634 | Column Missing
| 4 |  | Lifetime warranty against rust & corrosion, 5 year workmanship and material defects warranty, standard | 0 | 0 | Column Missing
| 4 |  | 5" platform type casters, std. | 0 | 0 | Column Missing
| 4 |  | Perimeter bumper, non-marking gray rubber strip, adds 2" to length & width (MUST BE FACTORY INSTALLED) | 166.1594 | 664.6375 | Column Missing
| 4 |  | Solid Base, solid aluminum sheet welded to top of unit base (must be factory installed) | 126.6597 | 506.6387 | Column Missing
65 | 0 | SpareNo | SpareNo | 0 | 0 | Column Missing
66 | 2 | THAW STORAGE SHELVING | Super Erecta® Shelf, wire, 48"W x 18"D, plastic split sleeves are included in each carton, Metroseal 3™ epoxy-coated corrosion-resistant finish with Microban® antimicrobial protection, NSF | 385 | 770 | Column Missing
67 | 1 | INSECT CONTROL |  | 0 | 0 | Column Missing
68 | 0 | SpareNo | SpareNo | 0 | 0 | Column Missing
69 | 0 | SpareNo | SpareNo | 0 | 0 | Column Missing
70 | 0 | SpareNo | SpareNo | 0 | 0 | Column Missing
MEAT AND POULTRY PREPARATION AREA
71 | 1 | MEAT PREPARATION TABLE WITH SINK |  | 0 | 0 | Column Missing
72 | 1 | TRASH RECEPTACLE | ProSave® Brute® Container, without lid, 20 gallon, 19-1/2"D x 22-7/8"H, round, reinforced rims, built in handles, double rimmed base, high-impact plastic construction, gray, NSF | 32.9706 | 32.9706 | Column Missing
| 1 | Trash Receptacle, Dolly | Brute® Dolly, 18-1/4"D x 6-5/8"H, heavy duty 3" casters, 250 lb. capacity, for 2620, 2632, 2643, 2655, black | 45 | 45 | Column Missing
| 1 | Trash Receptacle Lid / Top | ProSave® Sliding Container Lid, fits container Brute® 2620, 20-3/4" dia. x 5"H, includes 3 cup portioning scoop (9G52), clear rotating sliding door, dishwasher safe, white, NSF, S.O.S. (Special Order Smallwares) product; see SOS document for details | 53 | 53 | Column Missing
73 | 1 | PREPERATION LABEL PRINTER |  | 0 | 0 | Column Missing
74 | 1 | RECESSED CUTTING BOARD |  | 0 | 0 | Column Missing
75 | 0 | SpareNo | SpareNo | 0 | 0 | Column Missing
76 | 1 | DOUBLE WALL SHELF |  | 0 | 0 | Column Missing
77 | 2 | Portion Scale | Scale, all-purpose, top loading counter model, digital display, zero button, A/C power, 99.95 oz. x .05 oz. capacity, 7-1/2" W x 7-1/16" D x 2-3/4"H (19 x 18 x 7cm), overall, stainless steel construction, 6-3/4" x 5-1/4" (17cm x 13cm) platter, legal for trade, Made in USA, NTEP, legal for trade (Category "A" item) | 388 | 776 | Column Missing
78 | 1 | TRASH RECEPTACLE | ProSave® Brute® Container, without lid, 20 gallon, 19-1/2"D x 22-7/8"H, round, reinforced rims, built in handles, double rimmed base, high-impact plastic construction, gray, NSF | 23 | 23 | Column Missing
| 1 | Trash Receptacle, Dolly | Brute® Dolly, 18-1/4"D x 6-5/8"H, heavy duty 3" casters, 250 lb. capacity, for 2620, 2632, 2643, 2655, black | 45 | 45 | Column Missing
| 1 | Trash Receptacle Lid / Top | ProSave® Sliding Container Lid, fits container Brute® 2620, 20-3/4" dia. x 5"H, includes 3 cup portioning scoop (9G52), clear rotating sliding door, dishwasher safe, white, NSF, S.O.S. (Special Order Smallwares) product; see SOS document for details | 53 | 53 | Column Missing
79 | 1 | RECESSED CUTTING BOARD |  | 0 | 0 | Column Missing
80 | 0 | SpareNo | SpareNo | 0 | 0 | Column Missing
81 | 1 | MEAT GRINDER | Meat Chopper, bench type, #12 hub, 1/2 HP motor, 8 lb/min capacity, 19-1/2" x 11-1/2" x 2-1/2" stainless steel pan, stainless steel housing, 4" legs, various chop end & pan options are available, cULus, NSF | 0 | 0 | Column Missing
| 1 |  | Standard warranty - 1-Year parts, labor & travel time during normal working hours within the USA | 0 | 0 | Column Missing
| 1 |  | 120/60/1 Voltage Specification, No Thermal Overload, 6' power cord with NEMA 5-15P plug, USA/Export configuration | 1903 | 1903 | Column Missing
| 1 |  | Meat Grinder for #12 attachment hub; complete unit includes the tin plated cast iron chop cylinder, auger, & adjusting ring; 12” diameter x 1-3/4” deep SST pan, Stay Sharp™ alloy steel knife, & a 1/8” carbon steel grind plate | 534 | 534 | Column Missing
81 | 0 | SpareNo | SpareNo | 0 | 0 | Column Missing
82 | 1 | AIR PURIFIER |  | 0 | 0 | Column Missing
83 | 1 | FOOD SLICER | Chefmate™ Series Medium Duty Compact Slicer, manual, 12" diameter knife, top mounted removable sharpener, gear-driven, knife ring guard, knife cover interlock, stainless steel food contact areas, anodized aluminum base, 1/3 HP, 115v/60/1-ph, 4.8 amps, NEMA 5-15P, cETLus, NSF | 3647 | 3647 | Column Missing
| 1 |  | 1-year parts & labor warranty (excludes wear/expendable parts) (contact factory for details) | 0 | 0 | Column Missing
84 | 1 | SLICER CART |  | 0 | 0 | Column Missing
85 | 0 | SpareNo | SpareNo | 0 | 0 | Column Missing
86 | 3 | UTILITY RACK | Bun Pan Rack, mobile, full height, end loading, open sides, accommodates (20) 18" x 26" pans, slides on 3" centers, all welded aluminum construction, (4) 5" platform casters, NSF, Made in USA | 524.1585 | 1572.4755 | Column Missing
| 3 |  | Lifetime warranty against rust & corrosion, 5 year workmanship and material defects warranty, standard | 0 | 0 | Column Missing
| 3 |  | 5" platform type casters, std. | 0 | 0 | Column Missing
| 3 |  | Perimeter bumper, non-marking gray rubber strip, adds 2" to length & width (MUST BE FACTORY INSTALLED) | 126 | 378 | Column Missing
| 3 |  | Solid Base, solid aluminum sheet welded to top of unit base (must be factory installed) | 96 | 288 | Column Missing
87 | 1 | EVAPORATOR COIL |  | 0 | 0 | Column Missing
88 | 0 | SpareNo | SpareNo | 0 | 0 | Column Missing
89 | 0 | SpareNo | SpareNo | 0 | 0 | Column Missing
90 | 0 | SpareNo | SpareNo | 0 | 0 | Column Missing
91 | 1 | MEAT PREPARATION TABLE WITH SINK |  | 0 | 0 | Column Missing
92 | 1 | Knife Sanitizer | Knife Sterilizer Cabinet, holds up to 12 knives (2 larger slots to accommodate cleavers), LED light indicator, UV filtered plexiglass door with lockable keyed handle, stainless steel, 115v/60/1-ph, 70 watts, NEMA 5-15P, NSF, cETLus | 1281.6208 | 1281.6208 | Column Missing
| 1 |  | 1 year limited warranty, standard | 0 | 0 | Column Missing
93 | 2 | RECESSED CUTTING BOARD |  | 0 | 0 | Column Missing
94 | 1 | TRASH RECEPTACLE | ProSave® Brute® Container, without lid, 20 gallon, 19-1/2"D x 22-7/8"H, round, reinforced rims, built in handles, double rimmed base, high-impact plastic construction, gray, NSF | 23 | 23 | Column Missing
| 1 | Trash Receptacle, Dolly | Brute® Dolly, 18-1/4"D x 6-5/8"H, heavy duty 3" casters, 250 lb. capacity, for 2620, 2632, 2643, 2655, black | 45 | 45 | Column Missing
| 1 | Trash Receptacle Lid / Top | ProSave® Sliding Container Lid, fits container Brute® 2620, 20-3/4" dia. x 5"H, includes 3 cup portioning scoop (9G52), clear rotating sliding door, dishwasher safe, white, NSF, S.O.S. (Special Order Smallwares) product; see SOS document for details | 53 | 53 | Column Missing
95 | 0 | SpareNo | SpareNo | 0 | 0 | Column Missing
96 | 1 | DOUBLE WALL SHELF |  | 0 | 0 | Column Missing
97 | 1 | HAND SINK | Hand Sink, wall mounted, 14" wide x 10" front-to-back x 5" deep bowl, 20 gauge 304 stainless steel, with splash mounted gooseneck faucet with wrist blades, basket drain, wall bracket, NSF, cCSAus | 499 | 499 | Column Missing
| 1 |  | P-trap, heavy duty, 1-1/2", 17 gauge | 64 | 64 | Column Missing
| 1 |  | Welded Side Splash, 12"H (installed height), both sides, for hand sinks with 14" wide x 10" front-to-back bowl, splash mounted faucets | 244 | 244 | Column Missing
98 | 1 | TRASH RECEPTACLE | Slim Jim® Container, 23 gallon, 22"W x 11"D x 30"H, with venting channels, molded-in handles, general purpose waste, open type without lid, high-impact plastic construction, gray, Made in USA | 61.101 | 61.101 | Column Missing
99 | 0 | SpareNo | SpareNo | 0 | 0 | Column Missing
100 | 0 | SpareNo | SpareNo | 0 | 0 | Column Missing
101 | 1 | MEAT COOLER |  | 0 | 0 | Column Missing
102 | 1 | Floor Trough And Grate |  | 0 | 0 | Column Missing
103 | 1 | EVAPORATOR COIL |  | 0 | 0 | Column Missing
104 | 2 | UTILITY RACK | Bun Pan Rack, mobile, full height, end loading, open sides, accommodates (20) 18" x 26" pans, slides on 3" centers, all welded aluminum construction, (4) 5" platform casters, NSF, Made in USA | 524.1585 | 1048.317 | Column Missing
| 2 |  | Lifetime warranty against rust & corrosion, 5 year workmanship and material defects warranty, standard | 0 | 0 | Column Missing
| 2 |  | 5" platform type casters, std. | 0 | 0 | Column Missing
| 2 |  | Perimeter bumper, non-marking gray rubber strip, adds 2" to length & width (MUST BE FACTORY INSTALLED) | 126 | 252 | Column Missing
| 2 |  | Solid Base, solid aluminum sheet welded to top of unit base (must be factory installed) | 96 | 192 | Column Missing
105 | 0 | SpareNo | SpareNo | 0 | 0 | Column Missing
106 | 4 | MEAT STORAGE SHELVING | Super Erecta® Shelf, wire, 48"W x 18"D, plastic split sleeves are included in each carton, Metroseal 3™ epoxy-coated corrosion-resistant finish with Microban® antimicrobial protection, NSF | 385 | 1540 | Column Missing
107 | 1 | Floor Trough And Grate |  | 0 | 0 | Column Missing
108 | 1 | MEAT FREEZER |  | 0 | 0 | Column Missing
109 | 0 | SpareNo | SpareNo | 0 | 0 | Column Missing
110 | 0 | SpareNo | SpareNo | 0 | 0 | Column Missing
111 | 1 | EVAPORATOR COIL |  | 0 | 0 | Column Missing
112 | 6 | MEAT FREEZER STORAGE SHELVING | Super Erecta® Shelf, wire, 48"W x 18"D, plastic split sleeves are included in each carton, Metroseal 3™ epoxy-coated corrosion-resistant finish with Microban® antimicrobial protection, NSF | 385 | 2310 | Column Missing
113 | 0 | SpareNo | SpareNo | 0 | 0 | Column Missing
114 | 0 | SpareNo | SpareNo | 0 | 0 | Column Missing
115 | 0 | SpareNo | SpareNo | 0 | 0 | Column Missing
FRUIT AND VEGETABLE PREPARATION AREA
116 | 1 | VEGETABLE AND FRUIT COOLER |  | 0 | 0 | Column Missing
117 | 1 | FLOOR TROUGH AND GRATE |  | 0 | 0 | Column Missing
118 | 2 | EVAPORATOR COIL |  | 0 | 0 | Column Missing
119 | 0 | SpareNo | SpareNo | 0 | 0 | Column Missing
120 | 0 | SpareNo | SpareNo | 0 | 0 | Column Missing
121 | 3 | UTILITY RACK | Bun Pan Rack, mobile, full height, end loading, open sides, accommodates (20) 18" x 26" pans, slides on 3" centers, all welded aluminum construction, (4) 5" platform casters, NSF, Made in USA | 398 | 1194 | Column Missing
| 3 |  | Lifetime warranty against rust & corrosion, 5 year workmanship and material defects warranty, standard | 0 | 0 | Column Missing
| 3 |  | 5" platform type casters, std. | 0 | 0 | Column Missing
| 3 |  | Perimeter bumper, non-marking gray rubber strip, adds 2" to length & width (MUST BE FACTORY INSTALLED) | 126 | 378 | Column Missing
| 3 |  | Solid Base, solid aluminum sheet welded to top of unit base (must be factory installed) | 96 | 288 | Column Missing
122 | 10 | VEGETABLE AND FRUIT STORAGE SHELVING | Super Erecta® Shelf, wire, 48"W x 18"D, plastic split sleeves are included in each carton, Metroseal 3™ epoxy-coated corrosion-resistant finish with Microban® antimicrobial protection, NSF | 385 | 3850 | Column Missing
123 | 1 | Floor Trough And Grate |  | 0 | 0 | Column Missing
124 | 0 | SpareNo | SpareNo | 0 | 0 | Column Missing
125 | 0 | SpareNo | SpareNo | 0 | 0 | Column Missing
126 | 1 | HAND SINK | Hand Sink, wall mounted, 14" wide x 10" front-to-back x 5" deep bowl, 20 gauge 304 stainless steel, with splash mounted gooseneck faucet with wrist blades, basket drain, wall bracket, NSF, cCSAus | 371 | 371 | Column Missing
| 1 |  | P-trap, heavy duty, 1-1/2", 17 gauge | 64 | 64 | Column Missing
| 1 |  | Welded Side Splash, 12"H (installed height), both sides, for hand sinks with 14" wide x 10" front-to-back bowl, splash mounted faucets | 244 | 244 | Column Missing
127 | 1 | TRASH RECEPTACLE | Slim Jim® Container, 23 gallon, 22"W x 11"D x 30"H, with venting channels, molded-in handles, general purpose waste, open type without lid, high-impact plastic construction, gray, Made in USA | 47 | 47 | Column Missing
128 | 4 | UTILITY RACK | Bun Pan Rack, mobile, full height, end loading, open sides, accommodates (20) 18" x 26" pans, slides on 3" centers, all welded aluminum construction, (4) 5" platform casters, NSF, Made in USA | 398 | 1592 | Column Missing
| 4 |  | Lifetime warranty against rust & corrosion, 5 year workmanship and material defects warranty, standard | 0 | 0 | Column Missing
| 4 |  | 5" platform type casters, std. | 0 | 0 | Column Missing
| 4 |  | Perimeter bumper, non-marking gray rubber strip, adds 2" to length & width (MUST BE FACTORY INSTALLED) | 126 | 504 | Column Missing
| 4 |  | Solid Base, solid aluminum sheet welded to top of unit base (must be factory installed) | 96 | 384 | Column Missing
129 | 0 | SpareNo | SpareNo | 0 | 0 | Column Missing
130 | 0 | SpareNo | SpareNo | 0 | 0 | Column Missing
131 | 1 | AIR PURIFIER |  | 0 | 0 | Column Missing
132 | 1 | EVAPORATOR COIL |  | 0 | 0 | Column Missing
133 | 1 | COLD PREPARATION TABLE WITH SINKS |  | 0 | 0 | Column Missing
134 | 1 | Knife Sanitizer | Knife Sterilizer Cabinet, holds up to 12 knives (2 larger slots to accommodate cleavers), LED light indicator, UV filtered plexiglass door with lockable keyed handle, stainless steel, 115v/60/1-ph, 70 watts, NEMA 5-15P, NSF, cETLus | 1061 | 1061 | Column Missing
| 1 |  | 1 year limited warranty, standard | 0 | 0 | Column Missing
135 | 0 | SpareNo | SpareNo | 0 | 0 | Column Missing
136 | 2 | RECESSED CUTTING BOARD |  | 0 | 0 | Column Missing
137 | 1 | TRASH RECEPTACLE | ProSave® Brute® Container, without lid, 20 gallon, 19-1/2"D x 22-7/8"H, round, reinforced rims, built in handles, double rimmed base, high-impact plastic construction, gray, NSF | 23 | 23 | Column Missing
| 1 | Trash Receptacle, Dolly | Brute® Dolly, 18-1/4"D x 6-5/8"H, heavy duty 3" casters, 250 lb. capacity, for 2620, 2632, 2643, 2655, black | 45 | 45 | Column Missing
| 1 | Trash Receptacle Lid / Top | ProSave® Sliding Container Lid, fits container Brute® 2620, 20-3/4" dia. x 5"H, includes 3 cup portioning scoop (9G52), clear rotating sliding door, dishwasher safe, white, NSF, S.O.S. (Special Order Smallwares) product; see SOS document for details | 53 | 53 | Column Missing
138 | 1 | DOUBLE WALL SHELF |  | 0 | 0 | Column Missing
139 | 0 | SpareNo | SpareNo | 0 | 0 | Column Missing
140 | 0 | SpareNo | SpareNo | 0 | 0 | Column Missing
141 | 1 | FOOD PROCESSOR | Commercial Food Processor, 3 liter gray polycarbonate bowl with handle, vegetable prep attachment with external ejection, kidney-shaped opening, includes: (1) "S" blade (27055), (1) 2mm grating disc (27577), (1) 4mm slicing disc (27566), continuous feed, bowl attachment designed for vertical cutting & mixing, on/off & pulse switch, single speed, 1725 RPM, 120v/60/1-ph, 7.0 amps, 1 HP, NEMA 5-15P, cETLus, ETL-Sanitation | 1102.1521 | 1102.1521 | Column Missing
| 1 |  | 1 year parts & labor warranty | 0 | 0 | Column Missing
| 1 |  | 3 year motor warranty | 0 | 0 | Column Missing
| 1 |  | SP3Disc, (3) disc package includes: (1) 1/4" grating disc, (1) 1/4" x 1/4" julienne disc, (1) 1/32" slicing disc | 250 | 250 | Column Missing
142 | 1 | VEGETABLE SLICER | (Previously Globe Model # GVC600) Vegetable Cutter, ergonomic 45° angle, on-off latch, double safety interlocks, processes up to 900 lbs. per hour, 280 RPM, polished cast aluminum hopper head & sealed upper housing, stainless steel body & base, antimicrobial protection, gear-drive, CE, NSF, UL, HACCP (discs sold separately) | 6100.2785 | 6100.2785 | Column Missing
| 1 |  | 2 year warranty parts and labor from date of purchase | 0 | 0 | Column Missing
| 1 |  | 115v/60/1-ph, 14.5 amp, 1 hp | 0 | 0 | Column Missing
| 1 |  | Disc Package, includes: a slicing disc 5/64", slicing disc 5/32", shredding plate 3/16", plate holder & a 3-peg wall rack for GSM XL | 916 | 916 | Column Missing
143 | 1 | PREPARATION LABEL PRINTER |  | 0 | 0 | Column Missing
144 | 2 | RECESSED CUTTING BOARD |  | 0 | 0 | Column Missing
145 | 0 | SpareNo | SpareNo | 0 | 0 | Column Missing
146 | 1 | TRASH RECEPTACLE | ProSave® Brute® Container, without lid, 20 gallon, 19-1/2"D x 22-7/8"H, round, reinforced rims, built in handles, double rimmed base, high-impact plastic construction, gray, NSF | 23 | 23 | Column Missing
| 1 |  | Brute® Dolly, 18-1/4"D x 6-5/8"H, heavy duty 3" casters, 250 lb. capacity, for 2620, 2632, 2643, 2655, black | 45 | 45 | Column Missing
| 1 | Trash Receptacle Lid / Top | ProSave® Sliding Container Lid, fits container Brute® 2620, 20-3/4" dia. x 5"H, includes 3 cup portioning scoop (9G52), clear rotating sliding door, dishwasher safe, white, NSF, S.O.S. (Special Order Smallwares) product; see SOS document for details | 53 | 53 | Column Missing
147 | 2 | Portion Scale | Scale, all-purpose, top loading counter model, digital display, zero button, A/C power, 99.95 oz. x .05 oz. capacity, 7-1/2" W x 7-1/16" D x 2-3/4"H (19 x 18 x 7cm), overall, stainless steel construction, 6-3/4" x 5-1/4" (17cm x 13cm) platter, legal for trade, Made in USA, NTEP, legal for trade (Category "A" item) | 388 | 776 | Column Missing
148 | 1 | Can Opener | Can Opener, manual, clamping base model with long bar (for cans up to 17" high), secures to underside of table, NSF certified | 548.4117 | 548.4117 | Column Missing
| 1 |  | 5 year limited warranty, standard | 0 | 0 | Column Missing
149 | 0 | SpareNo | SpareNo | 0 | 0 | Column Missing
150 | 0 | SpareNo | SpareNo | 0 | 0 | Column Missing
151 | 1 | PREPERATION LABEL PRINTER |  | 0 | 0 | Column Missing
152 | 1 | SALAD DRYER |  | 0 | 0 | Column Missing
153 | 1 | REFRIGERATION RACK |  | 0 | 0 | Column Missing
154 | 0 | SpareNo | SpareNo | 0 | 0 | Column Missing
155-200 | 0 | SpareNo | SpareNo | 0 | 0 | Column Missing
HOLDING/FINISH COOLER
201 | 1 | BUILT-IN BLAST CHILLER |  | 0 | 0 | Column Missing
202 | 1 | Floor Trough And Grate |  | 0 | 0 | Column Missing
203 | 1 | EVAPORATOR COIL | On Emergency Power | 0 | 0 | Column Missing
204 | 1 | UTILITY RACK | Bun Pan Rack, mobile, full height, end loading, open sides, accommodates (20) 18" x 26" pans, slides on 3" centers, all welded aluminum construction, (4) 5" platform casters, NSF, Made in USA | 398 | 398 | Column Missing
| 1 |  | Lifetime warranty against rust & corrosion, 5 year workmanship and material defects warranty, standard | 0 | 0 | Column Missing
| 1 |  | 5" platform type casters, std. | 0 | 0 | Column Missing
| 1 |  | Perimeter bumper, non-marking gray rubber strip, adds 2" to length & width (MUST BE FACTORY INSTALLED) | 126 | 126 | Column Missing
| 1 |  | Solid Base, solid aluminum sheet welded to top of unit base (must be factory installed) | 96 | 96 | Column Missing
205 | 0 | SpareNo | SpareNo | 0 | 0 | Column Missing
206 | 1 | FINISH HOLDING COOLER |  | 0 | 0 | Column Missing
207 | 1 | Floor Trough And Grate |  | 0 | 0 | Column Missing
208 | 1 | EVAPORATOR COIL |  | 0 | 0 | Column Missing
209 | 0 | SpareNo | SpareNo | 0 | 0 | Column Missing
210 | 0 | SpareNo | SpareNo | 0 | 0 | Column Missing
211 | 10 | UTILITY RACK | Bun Pan Rack, mobile, full height, end loading, open sides, accommodates (20) 18" x 26" pans, slides on 3" centers, all welded aluminum construction, (4) 5" platform casters, NSF, Made in USA | 398 | 3980 | Column Missing
| 10 |  | Lifetime warranty against rust & corrosion, 5 year workmanship and material defects warranty, standard | 0 | 0 | Column Missing
| 10 |  | 5" platform type casters, std. | 0 | 0 | Column Missing
| 10 |  | Perimeter bumper, non-marking gray rubber strip, adds 2" to length & width (MUST BE FACTORY INSTALLED) | 126 | 1260 | Column Missing
| 10 |  | Solid Base, solid aluminum sheet welded to top of unit base (must be factory installed) | 96 | 960 | Column Missing
212 | 3 | COOLER STORAGE SHELVING | Super Erecta® Shelf, wire, 48"W x 18"D, plastic split sleeves are included in each carton, Metroseal 3™ epoxy-coated corrosion-resistant finish with Microban® antimicrobial protection, NSF | 385 | 1155 | Column Missing
213 | 1 | FLOOR TROUGH AND GRATE |  | 0 | 0 | Column Missing
213 | 0 | SpareNo | SpareNo | 0 | 0 | Column Missing
214 | 0 | SpareNo | SpareNo | 0 | 0 | Column Missing
215 | 0 | SpareNo | SpareNo | 0 | 0 | Column Missing
216 | 0 | SpareNo | SpareNo | 0 | 0 | Column Missing
217 | 0 | SpareNo | SpareNo | 0 | 0 | Column Missing
218 | 0 | SpareNo | SpareNo | 0 | 0 | Column Missing
219 | 0 | SpareNo | SpareNo | 0 | 0 | Column Missing
220 | 0 | SpareNo | SpareNo | 0 | 0 | Column Missing
ICE PRODUCTION AREA
221 | 1 | Floor Trough And Grate |  | 0 | 0 | Column Missing
222 | 1 | ICE MACHINE | Prodigy Plus® Ice Maker, cube style, water-cooled, self-contained condenser, production capacity up to 1444 lb/24 hours at 70°/50° (1340 lb AHRI certified at 90°/70°), stainless steel finish, medium cube size, 208-230v/60/1-ph, 16.0 amps, cULus, NSF, CE | 9235.2263 | 9235.2263 | Column Missing
| 1 |  | 3 year parts & labor warranties | 0 | 0 | Column Missing
| 1 |  | 5 year parts & labor warranties on Evaporator | 0 | 0 | Column Missing
| 1 |  | 5 year parts on compressor & condenser | 0 | 0 | Column Missing
223 | 1 | ICE BIN | Ice Express Transport System, side-hinged front door & (3) bays for (3) roll under carts (included), 1716 lb ice storage capacity, for top-mounted ice maker, stainless steel exterior, polyurethane insulation, polyethylene liner, NSF, engineered and assembled in USA, includes universal bin adapter for most applications, includes paddle with hanger | 27752 | 27752 | Column Missing
| 1 |  | NOTE: Sale of this product must comply with Scotsman's MSRP Policy; contact your Scotsman representative for details | 0 | 0 | Column Missing
| 1 |  | 5 year parts & labor warranties | 0 | 0 | Column Missing
| 1 |  | NOTE: Bins include universal bin top filler panels for use with most applications | 0 | 0 | Column Missing
224 | 3 | ICE CART | Replacement poly cart for Ice Express Transport System, ice storage capacity up to 250 lb, engineered and assembled in USA | 2756.5 | 8269.5 | Column Missing
225 | 0 | SpareNo | SpareNo | 0 | 0 | Column Missing
226 | 1 | ICE MACHINE | Prodigy™ Ice Maker, flake style, water-cooled, self-contained condenser, production capcity up to 775 lb/24 hours at 70°/50° (654 lb AHRI certified at 90°/70°), Auto-alert™ indicating lights, stainless steel finish, R-404A refrigerant, 208-230v/60/1-ph, 8.9 amps, NSF, cULus | 5020 | 5020 | Column Missing
| 1 |  | 3 year parts & labor warranties | 0 | 0 | Column Missing
| 1 |  | 5 year parts on compressor | 0 | 0 | Column Missing
227 | 1 | Floor Trough And Grate |  | 0 | 0 | Column Missing
228 | 1 | WATER FILTRATION SYSTEM | Insurice® Twin PF-i2000² Twin System, with prefilter, 18,000 gallon capacity, 3.34 gpm flow rate, 0.5-micron precoat filtration, for cubers up to 1,450 lbs/day or flakers up to 2,200 lbs/day, pressure gauge, flushing valve, NSF, ANSI | 634.6283 | 634.6283 | Column Missing
| 1 |  | Note: This system requires (2) cartridges. | 0 | 0 | Column Missing
229 | 0 | SpareNo | SpareNo | 0 | 0 | Column Missing
230 | 0 | SpareNo | SpareNo | 0 | 0 | Column Missing
231 | 1 | WATER FILTRATION SYSTEM | Insurice® Single-i2000² System, 9,000 gallon capacity, 1.67 gpm flow rate, 0.5-micron filtration, for cubers up to 500 lbs/day or flakers up to 1,500 lbs/day, pressure gauge, flushing valve, NSF, ANSI | 272 | 272 | Column Missing
232 | 0 | SpareNo | SpareNo | 0 | 0 | Column Missing
233 | 0 | SpareNo | SpareNo | 0 | 0 | Column Missing
234 | 0 | SpareNo | SpareNo | 0 | 0 | Column Missing
235-240 | 0 | SpareNo | SpareNo | 0 | 0 | Column Missing
NUTRITION OFFICE AREA
241 | 1 | WORK SURFACE | MILLWORK/ BY GENERAL CONTRACTOR | 0 | 0 | Column Missing
242 | 1 | CHAIR | BY OS&E | 0 | 0 | Column Missing
243 | 1 | COMPUTER | BY OS&E | 0 | 0 | Column Missing
244 | 1 | CHAIR | BY OS&E | 0 | 0 | Column Missing
245 | 0 | SpareNo | SpareNo | 0 | 0 | Column Missing
246 | 1 | COMPUTER | BY OS&E | 0 | 0 | Column Missing
247 | 1 | WALL CABINET | MILLWORK/ BY GENERAL CONTRACTOR | 0 | 0 | Column Missing
248 | 1 | CHAIR | BY OS&E | 0 | 0 | Column Missing
249 | 0 | SpareNo | SpareNo | 0 | 0 | Column Missing
250 | 0 | SpareNo | SpareNo | 0 | 0 | Column Missing
251 | 1 | COMPUTER | BY OS&E | 0 | 0 | Column Missing
252 | 1 | PRINTER/FAX MACHINE | BY OS&E | 0 | 0 | Column Missing
253 | 0 | SpareNo | SpareNo | 0 | 0 | Column Missing
254 | 0 | SpareNo | SpareNo | 0 | 0 | Column Missing
255-260 | 0 | SpareNo | SpareNo | 0 | 0 | Column Missing
BULK COOKING AREA
261 | 1 | 60QT. MIXER | Planetary Mixer, floor model, 3-speed (fixed), 60 qt. (57 liter) stainless steel bowl, #12 attachment hub, includes: stainless steel removable bowl guard with built-in ingredient chute, stainless steel wire whip, aluminum flat beater, aluminum spiral dough hook & bowl truck, safety interlocked bowl lift, gear-driven, high torque transmission, heat-treated hardened steel alloy gears & shafts, thermal overload protection, front-mounted digital touchpad controls with 60-minute digital timer & last batch recall, non-slip rubber feet, cast iron body, enamel gray finish, 3 HP motor, cord, NSF, cETLus | 15513 | 15513 | Column Missing
| 1 |  | 2 year parts & labor warranty (1 year parts only warranty on agitator and hub accessories, no labor provided) (excludes wear items), standard | 0 | 0 | Column Missing
| 1 |  | 220v/60/1-ph, 23.0 amps, NEMA L6-30P | 0 | 0 | Column Missing
262 | 1 | FILLER FAUCET | Pot Filler Faucet, splash-mounted 8" OC with vacuum breaker, 72" flexible hose, hook nozzle, wall hook, 3/4" inlet | 650 | 650 | Column Missing
263 | 1 | PREPARATION TABLE WITH SINK |  | 0 | 0 | Column Missing
264 | 1 | PASS-THRU HEATED CABINET | C5™ 6 Series Heated Holding Cabinet, mobile, full height, pass thru, insulated, solid Dutch doors, top mount controls & analog thermometer, ducted heating system, thermostat 70° to 200°F temp, universal wire slides (17) 18" x 26" or (32) 12" x 20" x 2-1/2" pan capacity, 3" OC (adjustable on 1-1/2" increments), 5" casters (2 with brakes), 304 stainless steel, 120v/60/1-ph, 2000 watts, 16.7 amps, NEMA 5-20P, cULus, NSF | 5161 | 5161 | Column Missing
265 | 0 | SpareNo | SpareNo | 0 | 0 | Column Missing
266 | 1 | PREPARATION TABLE |  | 0 | 0 | Column Missing
267 | 1 | DOUBLE OVERSHELF WITH UTENSIL RACK |  | 0 | 0 | Column Missing
268 | 1 | PREPERATION LABEL PRINTER |  | 0 | 0 | Column Missing
269 | 0 | SpareNo | SpareNo | 0 | 0 | Column Missing
270 | 0 | SpareNo | SpareNo | 0 | 0 | Column Missing
271 | 1 | TRASH RECEPTACLE | ProSave® Brute® Container, without lid, 20 gallon, 19-1/2"D x 22-7/8"H, round, reinforced rims, built in handles, double rimmed base, high-impact plastic construction, gray, NSF | 23 | 23 | Column Missing
| 1 |  | Brute® Dolly, 18-1/4"D x 6-5/8"H, heavy duty 3" casters, 250 lb. capacity, for 2620, 2632, 2643, 2655, black | 45 | 45 | Column Missing
| 1 | Trash Receptacle Lid / Top | ProSave® Sliding Container Lid, fits container Brute® 2620, 20-3/4" dia. x 5"H, includes 3 cup portioning scoop (9G52), clear rotating sliding door, dishwasher safe, white, NSF, S.O.S. (Special Order Smallwares) product; see SOS document for details | 53 | 53 | Column Missing
272 | 2 | COMBI OVEN SHELF RACK |  | 0 | 0 | Column Missing
273 | 1 | HAND SINK | Hand Sink, wall mounted, 14" wide x 10" front-to-back x 5" deep bowl, 20 gauge 304 stainless steel, with splash mounted gooseneck faucet with wrist blades, basket drain, wall bracket, NSF, cCSAus | 371 | 371 | Column Missing
| 1 |  | P-trap, heavy duty, 1-1/2", 17 gauge | 64 | 64 | Column Missing
| 1 |  | Welded Side Splash, 12"H (installed height), both sides, for hand sinks with 14" wide x 10" front-to-back bowl, splash mounted faucets | 244 | 244 | Column Missing
274 | 1 | TRASH RECEPTACLE | Slim Jim® Container, 23 gallon, 22"W x 11"D x 30"H, with venting channels, molded-in handles, general purpose waste, open type without lid, high-impact plastic construction, gray, Made in USA | 47 | 47 | Column Missing
275 | 0 | SpareNo | SpareNo | 0 | 0 | Column Missing
276 | 1 | EXHAUST HOOD |  | 0 | 0 | Column Missing
277 | 1 | FIRE SUPPRESSION SYSTEM |  | 9188 | 9188 | Column Missing
278 | 1 | ROLL-IN COMBI OVEN | (AOS202GTP1) Air-O-Steam® Combi Oven, gas, full-size, (20) 18" x 26" full size sheet pan capacity, "TOUCHLINE" touch control panel, green cleaning functions, hinged door, stainless steel interior & exterior, wash arm, includes: trolley (922044), (10) 304 stainless steel grids (922076) & control panel filter (922249), 120v/60/1-ph, 2.0 kW, 17.0 amps, 378,399 BTU, cETLus, ETL-Sanitation (replaces discontinued PNC 267555) | 47552 | 47552 | Column Missing
| 1 |  | The following are included in the purchase of Electrolux Professional Heavy Equipment (excludes Food preparation and Libero Equipment) 1.) Start-up performed by an Electrolux authorized service partner 2.) Standard Warranty: 2 years parts & 1 year labor (Warranty activated upon completion of mandatory Electrolux authorized service partner start-up) 3.) Chef Training: available after registration of Electrolux authorized service partner start-up (Chef Training applies only to: Combi Ovens, Blast Chillers/Shock Freezers, Braising Pans, Pressure Braising Pans and Kettles) Please contact Electrolux to schedule all of the above 1-866-449-4200 | 0 | 0 | Column Missing
| 1 |  | It is obligatory upon the end-user to supply the combi with water that conforms to the specifications attached within AQ Documents section for this PNC/Model. A properly sized system combined with a disciplined filter replacement regimen will ensure the maximum life of the oven | 0 | 0 | Column Missing
| 1 |  | Natural gas (specify elevation if over 2,500 ft.) | 0 | 0 | Column Missing
| 1 |  | (OVSCRK202) Heat Shield, for 202 oven | 689 | 689 | Column Missing
| 1 |  | (AOSAC20) Trolley tray rack (20), for 202 oven (standard pitch) | 3364 | 3364 | Column Missing
278 | 1 | ROLL-IN COMBI OVEN | SkyLine PremiumS 202 Combi Oven, gas, boiler, (20) 18" x 26" sheet pan capacity, touch screen interface, (3) cooking modes with special functions, Optiflow (7) speed fan, SkyClean automatic cleaning system, USB port, (6) point multi-sensor probe, triple-glass door, LED lights, stainless steel interior & exterior, 320,446 BTU, 2.5kW, 120v/60/1-ph, 20.8 amps, cETLus, ETL-Sanitation, IPX5, ENERGY STAR­®, includes (10) each grids (922076), (1) each trolley 922757 & integrated spray hose (Available from May 2020) | 46675 | 46675 | Column Missing
| 1 |  | Cleaning Powder, (100) bag bucket | 0 | 0 | Column Missing
| 1 |  | Descaling Tablets, (50) count bucket | 0 | 0 | Column Missing
| 1 |  | The following are included in the purchase of Electrolux Professional Heavy Equipment (excludes Food preparation Equipment) 1.) Start-up performed by an Electrolux authorized service partner 2.) Standard Warranty: 2 years parts & 1 year labor (Warranty activated upon completion of mandatory Electrolux authorized service partner start-up) 3.) Chef Training: Up to 4 hours - included with Combi Ovens, Blast Chillers, Braising Pans & Kettles 4.) Performance checks are included 3 months after mandatory Electrolux authorized service partner start-up (applies to Combi Ovens, Braising Pans, Kettles, Dishwashers, EM Cooking Appliances, SpeeDelights) | 0 | 0 | Column Missing
| 1 |  | It is obligatory upon the end-user to supply the combi with water that conforms to the specifications attached within AQ Documents section for this PNC/Model. A properly sized system combined with a disciplined filter replacement regimen will ensure the maximum life of the oven | 0 | 0 | Column Missing
| 1 |  | Gas type to be specified | 0 | 0 | Column Missing
| 1 |  | Choose installation accessories below | 0 | 0 | Column Missing
| 1 |  | Choose cooking accessories below | 0 | 0 | Column Missing
| 1 |  | Choose handling accessories below | 0 | 0 | Column Missing
279 | 0 | SpareNo | SpareNo | 0 | 0 | Column Missing
280 | 0 | SpareNo | SpareNo | 0 | 0 | Column Missing
281 | 1 | DOUBLE COMBI OVEN | (AOS102GKPX) Air-O-Convect® Combi Oven, natural gas, boilerless, full-size, (10) 18" x 26" full size sheet pan capacity, "TOUCHLINE" touch control panel, automatic moistener with (11) settings, core temperature probe, variable fan speed, hold and cooling function, automatic and built in self-cleaning, double glazed door, stainless steel interior & exterior, includes: (5) 304 stainless steel grids (922076) & control panel filter (922247), 120v/60/1-ph, 105,679 BTU, cETLus, ETL-Sanitation (replaces old PNC 266753) | 17482 | 17482 | Column Missing
| 1 |  | (AOS101GKPX) Air-O-Convect®Combi Oven, gas, boilerless, half-size, (10) 12" x 20" full size hotel pan capacity, "TOUCHLINE" touch control panel, automatic moistener with (11) settings, core temperature probe, variable fan speed, hold and cooling function, automatic and built in self-cleaning, double glazed door, stainless steel interior & exterior, includes: (5) 304 stainless steel grids (922062) & (2) control panel filters (922247) (922246), 120v/60/1-ph, 78,407 BTU, cETLus, ETL-Sanitation (replaces old PNC 266752) | 16578 | 16578 | Column Missing
| 1 |  | The following are included in the purchase of Electrolux Professional Heavy Equipment (excludes Food preparation and Libero Equipment) 1.) Start-up performed by an Electrolux authorized service partner 2.) Standard Warranty: 2 years parts & 1 year labor (Warranty activated upon completion of mandatory Electrolux authorized service partner start-up) 3.) Chef Training: available after registration of Electrolux authorized service partner start-up (Chef Training applies only to: Combi Ovens, Blast Chillers/Shock Freezers, Braising Pans, Pressure Braising Pans and Kettles) Please contact Electrolux to schedule all of the above 1-866-449-4200 | 0 | 0 | Column Missing
| 1 |  | It is obligatory upon the end-user to supply the combi with water that conforms to the specifications attached within AQ Documents section for this PNC/Model. A properly sized system combined with a disciplined filter replacement regimen will ensure the maximum life of the oven | 0 | 0 | Column Missing
| 1 |  | Natural gas (specify elevation if over 2,500 ft.) | 0 | 0 | Column Missing
| 1 |  | (STKGAS11) Stacking kit: 61 on top of 61 or 101 Gas oven | 1597 | 1597 | Column Missing
| 1 |  | The following are included in the purchase of Electrolux Professional Heavy Equipment (excludes Food preparation and Libero Equipment) 1.) Start-up performed by an Electrolux authorized service partner 2.) Standard Warranty: 2 years parts & 1 year labor (Warranty activated upon completion of mandatory Electrolux authorized service partner start-up) 3.) Chef Training: available after registration of Electrolux authorized service partner start-up (Chef Training applies only to: Combi Ovens, Blast Chillers/Shock Freezers, Braising Pans, Pressure Braising Pans and Kettles) Please contact Electrolux to schedule all of the above 1-866-449-4200 | 0 | 0 | Column Missing
| 1 |  | It is obligatory upon the end-user to supply the combi with water that conforms to the specifications attached within AQ Documents section for this PNC/Model. A properly sized system combined with a disciplined filter replacement regimen will ensure the maximum life of the oven | 0 | 0 | Column Missing
| 1 |  | Natural gas (specify elevation if over 2,500 ft.) | 0 | 0 | Column Missing
| 1 |  | (WHEELS2/1) Wheels for stacked ovens 62 on 62 and 62 on 102 | 417 | 417 | Column Missing
281 | 1 | DOUBLE COMBI OVEN | SkyLine PremiumS 62 Combi Oven, gas, boiler, (6) 18" x 26" sheet pan capacity, touch screen interface, (3) cooking modes with special functions, Optiflow (7) speed fan, SkyClean automatic cleaning system, USB port, (6) point multi-sensor probe, triple-glass door, LED lights, stainless steel interior & exterior, 128,519 BTU, 1.5kW, 120v/60/1-ph, 12.5 amps, cETLus, ETL-Sanitation, IPX5, ENERGY STAR­®, includes (3) each grids (922076) & integrated spray hose | 21453 | 21453 | Column Missing
| 1 |  | Cleaning Powder, (100) bag bucket | 0 | 0 | Column Missing
| 1 |  | Descaling Tablets, (50) count bucket | 0 | 0 | Column Missing
| 1 |  | The following are included in the purchase of Electrolux Professional Heavy Equipment (excludes Food preparation Equipment) 1.) Start-up performed by an Electrolux authorized service partner 2.) Standard Warranty: 2 years parts & 1 year labor (Warranty activated upon completion of mandatory Electrolux authorized service partner start-up) 3.) Chef Training: Up to 4 hours - included with Combi Ovens, Blast Chillers, Braising Pans & Kettles 4.) Performance checks are included 3 months after mandatory Electrolux authorized service partner start-up (applies to Combi Ovens, Braising Pans, Kettles, Dishwashers, EM Cooking Appliances, SpeeDelights) | 0 | 0 | Column Missing
| 1 |  | It is obligatory upon the end-user to supply the combi with water that conforms to the specifications attached within AQ Documents section for this PNC/Model. A properly sized system combined with a disciplined filter replacement regimen will ensure the maximum life of the oven | 0 | 0 | Column Missing
| 1 |  | Gas type to be specified | 0 | 0 | Column Missing
| 1 |  | Choose installation accessories below | 0 | 0 | Column Missing
| 1 |  | Stacking kit for gas 62 combi oven placed on 102 gas combi oven | 2148.5 | 2148.5 | Column Missing
| 1 |  | Choose cooking accessories below | 0 | 0 | Column Missing
| 1 |  | Choose handling accessories below | 0 | 0 | Column Missing
| 1 | DOUBLE COMBI OVEN | SkyLine PremiumS 102 Combi Oven, gas, boiler, (10) 18" x 26" sheet pan capacity, touch screen interface, (3) cooking modes with special functions, Optiflow (7) speed fan, SkyClean automatic cleaning system, USB port, (6) point multi-sensor probe, triple-glass door, LED lights, stainless steel interior & exterior, 188,856 BTU, 1.5kW, 120v/60/1-ph, 12.5 amps, cETLus, ETL-Sanitation, IPX5, ENERGY STAR­®, includes (5) each grids (922076) & integrated spray hose | 52060 | 52060 | Column Missing
| 1 |  | Cleaning Powder, (100) bag bucket | 0 | 0 | Column Missing
| 1 |  | Descaling Tablets, (50) count bucket | 0 | 0 | Column Missing
| 1 |  | The following are included in the purchase of Electrolux Professional Heavy Equipment (excludes Food preparation Equipment) 1.) Start-up performed by an Electrolux authorized service partner 2.) Standard Warranty: 2 years parts & 1 year labor (Warranty activated upon completion of mandatory Electrolux authorized service partner start-up) 3.) Chef Training: Up to 4 hours - included with Combi Ovens, Blast Chillers, Braising Pans & Kettles 4.) Performance checks are included 3 months after mandatory Electrolux authorized service partner start-up (applies to Combi Ovens, Braising Pans, Kettles, Dishwashers, EM Cooking Appliances, SpeeDelights) | 0 | 0 | Column Missing
| 1 |  | It is obligatory upon the end-user to supply the combi with water that conforms to the specifications attached within AQ Documents section for this PNC/Model. A properly sized system combined with a disciplined filter replacement regimen will ensure the maximum life of the oven | 0 | 0 | Column Missing
| 1 |  | Gas type to be specified | 0 | 0 | Column Missing
| 1 |  | Choose installation accessories below | 0 | 0 | Column Missing
| 1 |  | Choose cooking accessories below | 0 | 0 | Column Missing
| 1 |  | Choose handling accessories below | 0 | 0 | Column Missing
282 | 1 | DOUBLE CONVECTION OVEN | Convection Oven, gas, (2) deck, digital electronic controls, (2) speed fan motor, dual open 60/40 doors, window, (5) racks per deck, interior lights, porcelain interior, stainless steel front, sides, doors, top & legs, 120v/50/60/1-ph, 9.0 amps (per oven), (2) 1/2 HP, 140,000 BTU, cETLus, NSF, CE, CSA Flame, CSA Star | 22653.5175 | 22653.5175 | Column Missing
| 1 |  | Limited one year parts and labor warranty, standard | 0 | 0 | Column Missing
| 1 |  | Gas type to be specified | 0 | 0 | Column Missing
283 | 1 | 45 GAL. TILTING SKILLET | (PUET17GCWU) Touchline Tilting Pressure Braising Pan, gas, 45 gallon (170 Lt) capacity, safety thermostat, motor assisted tilt, touch control panel, USB, stainless steel construction, 120v/60/1-ph, 0.25 kW (elec), 98,948 BTU, 29.0 kW (gas), cETLus, ETL-Sanitation, IPX6 | 53545 | 53545 | Column Missing
| 1 |  | The following are included in the purchase of Electrolux Professional Heavy Equipment (excludes Food preparation and Libero Equipment) 1.) Start-up performed by an Electrolux authorized service partner 2.) Standard Warranty: 2 years parts & 1 year labor (Warranty activated upon completion of mandatory Electrolux authorized service partner start-up) 3.) Chef Training: available after registration of Electrolux authorized service partner start-up (Chef Training applies only to: Combi Ovens, Blast Chillers/Shock Freezers, Braising Pans, Pressure Braising Pans and Kettles) Please contact Electrolux to schedule all of the above 1-866-449-4200 | 0 | 0 | Column Missing
| 1 |  | One year labor, 2 year parts warranty | 0 | 0 | Column Missing
| 1 |  | Natural gas, specify elevation if over 2,000 ft | 0 | 0 | Column Missing
| 1 |  | (COVER9LMB) Left Cover Plate and Mixing Faucet for Kettles and Braising Pans Fits Kettle (PNC 587040) and all Braising Pans (PNCs 587037, 587039, 587031, 587035, 587027, 587028, 587021, 587025) | 1288 | 1288 | Column Missing
| 3 |  | (THA060) Suspension Frame, GN1/1, for PUET/PPEN/PFEN/PUEN/PBEN models (tilting pressurized braising pans), (2) needed for 24 gallon units (587021, 587027) & (3) needed for 45 gallon units (587025, 587028) | 104 | 312 | Column Missing
| 1 |  | (4FEETFLAUL) Flanged Feet, (4) 2", for prothermetic units (kettles, braising pans & pressure braising pans) | 216 | 216 | Column Missing
284 | 1 | 40 GAL. TILTING KETTLE | (PBOT15GDWF) Touchline Tilting Kettle, gas, 40 gallon (150 Lt) capacity, with 2" TDO valve, full jacket, safety valve, safety thermostat, motor assisted tilt, max temperature 239°F, stainless steel construction, 120v/60/1-ph, 26.0 kW (gas), 0.25 kW (elec), 88,634 BTU | 40485 | 40485 | Column Missing
| 1 |  | The following are included in the purchase of Electrolux Professional Heavy Equipment (excludes Food preparation and Libero Equipment) 1.) Start-up performed by an Electrolux authorized service partner 2.) Standard Warranty: 2 years parts & 1 year labor (Warranty activated upon completion of mandatory Electrolux authorized service partner start-up) 3.) Chef Training: available after registration of Electrolux authorized service partner start-up (Chef Training applies only to: Combi Ovens, Blast Chillers/Shock Freezers, Braising Pans, Pressure Braising Pans and Kettles) Please contact Electrolux to schedule all of the above 1-866-449-4200 | 0 | 0 | Column Missing
| 1 |  | One year labor, 2 year parts warranty | 0 | 0 | Column Missing
| 1 |  | Gas type to be specified | 0 | 0 | Column Missing
| 1 |  | (COVER10LMB) Left Cover Plate and Mixing Faucet for Kettles Fits Kettles (PNCs 587041, 587042) | 1325 | 1325 | Column Missing
| 3 |  | (THA060) Suspension Frame, GN1/1, for PUET/PPEN/PFEN/PUEN/PBEN models (tilting pressurized braising pans), (2) needed for 24 gallon units (587021, 587027) & (3) needed for 45 gallon units (587025, 587028) | 104 | 312 | Column Missing
| 1 |  | (4FEETFLAUL) Flanged Feet, (4) 2", for prothermetic units (kettles, braising pans & pressure braising pans) | 216 | 216 | Column Missing
285 | 1 | FLOOR TROUGH AND GRATE |  | 0 | 0 | Column Missing
286 | 1 | HAND SINK | Hand Sink, wall mounted, 14" wide x 10" front-to-back x 5" deep bowl, 20 gauge 304 stainless steel, with splash mounted gooseneck faucet with wrist blades, basket drain, wall bracket, NSF, cCSAus | 371 | 371 | Column Missing
| 1 |  | P-trap, heavy duty, 1-1/2", 17 gauge | 64 | 64 | Column Missing
| 1 |  | Welded Side Splash, 12"H (installed height), both sides, for hand sinks with 14" wide x 10" front-to-back bowl, splash mounted faucets | 244 | 244 | Column Missing
287 | 1 | TRASH RECEPTACLE | Slim Jim® Container, 23 gallon, 22"W x 11"D x 30"H, with venting channels, molded-in handles, general purpose waste, open type without lid, high-impact plastic construction, gray, Made in USA | 47 | 47 | Column Missing
288 | 1 | EXHAUST HOOD CONTROL CABINET |  | 0 | 0 | Column Missing
289 | 0 | SpareNo | SpareNo | 0 | 0 | Column Missing
290 | 0 | SpareNo | SpareNo | 0 | 0 | Column Missing
BULK PREPARATION AREA.
291 | 2 | POT AND PAN DRYING SHELVING | MetroMax® i Stationary Drying Rack Unit, 48"W x 24"D x 74", 4-tier, includes: (2) shelves, (2) open shelf frames, (4) 74" posts, (2) drop-ins & (1) cutting board/tray drying rack, built in Microban® antimicrobial product protection, NSF | 1001 | 2002 | Column Missing
| 2 |  | Sorting/Drying Pegs, 6", for MetroMax grid shelving, NSF (pack of 8) | 28 | 56 | Column Missing
| 2 |  | SmartWall G3 Storage Basket, 13-3/8"W x 5"D x 7"H, Metroseal 3™ epoxy-coated corrosion-resistant finish with Microban® antimicrobial protection, NSF | 24 | 48 | Column Missing
292 | 1 | HAND SINK | Hand Sink, wall mounted, 14" wide x 10" front-to-back x 5" deep bowl, 20 gauge 304 stainless steel, with splash mounted gooseneck faucet with wrist blades, basket drain, wall bracket, NSF, cCSAus | 371 | 371 | Column Missing
| 1 |  | P-trap, heavy duty, 1-1/2", 17 gauge | 64 | 64 | Column Missing
| 1 |  | Welded Side Splash, 12"H (installed height), both sides, for hand sinks with 14" wide x 10" front-to-back bowl, splash mounted faucets | 244 | 244 | Column Missing
293 | 1 | TRASH RECEPTACLE | Slim Jim® Container, 23 gallon, 22"W x 11"D x 30"H, with venting channels, molded-in handles, general purpose waste, open type without lid, high-impact plastic construction, gray, Made in USA | 47 | 47 | Column Missing
294 | 1 | PREPARATION TABLE WITH SINKS |  | 0 | 0 | Column Missing
295 | 0 | SpareNo | SpareNo | 0 | 0 | Column Missing
296 | 1 | DOUBLE WALL SHELF |  | 0 | 0 | Column Missing
297 | 1 | TRASH RECEPTACLE | ProSave® Brute® Container, without lid, 20 gallon, 19-1/2"D x 22-7/8"H, round, reinforced rims, built in handles, double rimmed base, high-impact plastic construction, gray, NSF | 23 | 23 | Column Missing
| 1 |  | Brute® Dolly, 18-1/4"D x 6-5/8"H, heavy duty 3" casters, 250 lb. capacity, for 2620, 2632, 2643, 2655, black | 45 | 45 | Column Missing
| 1 | Trash Receptacle Lid / Top | ProSave® Sliding Container Lid, fits container Brute® 2620, 20-3/4" dia. x 5"H, includes 3 cup portioning scoop (9G52), clear rotating sliding door, dishwasher safe, white, NSF, S.O.S. (Special Order Smallwares) product; see SOS document for details | 53 | 53 | Column Missing
298 | 6 | INGREDIENT BIN | ProSave® Safety Storage Bin, 40 cup, 15"L x 11-3/4"W x 8-1/2"H, with portioning scoop (9G82 WHT), FIFO barrier, scoop hook, base and lid, white, NSF, S.O.S. (Special Order Smallwares) product; see SOS document for details (CANNOT BREAK CASE) | 62.5105 | 375.063 | Column Missing
| 6 |  | WARNING: This product can expose you to chemicals, which is known to the State of California to cause cancer and/or other reproductive harm. For more information go to www.P65Warnings.ca.gov. | 0 | 0 | Column Missing
299 | 0 | SpareNo | SpareNo | 0 | 0 | Column Missing
300 | 0 | SpareNo | SpareNo | 0 | 0 | Column Missing
301 | 1 | 5 QT. MIXER | Planetary Mixer, 5 qt., countertop model, 10-speed, gear-driven transmission, #10 attachment hub, bowl lift, thermal overload protection, includes: polycarbonate splash cover, stainless steel bowl, spiral dough hook, whip & beater, spatula, cast aluminum body, 115v/60/1-ph, 4.0 amps, 800 watts, cord, NEMA 5-15P, NSF, cETLus | 892 | 892 | Column Missing
| 1 |  | 2 year parts & labor warranty (1 year parts only warranty on agitator and hub accessories, no labor provided) (excludes wear items), standard | 0 | 0 | Column Missing
302 | 1 | FOOD BLENDER | XL® Blender System, with (1) 1.5 gallon clear polycarbonate container ONLY, (6) pre-loaded Vitamix programs, includes: lid with removable plug, tamper & XL® blade assembly, 4.2 peak HP, 120v/50/60/1-ph, 15.0 amps, NEMA 5-15P, RoHS compliant, cULus, CE, NSF | 1878.4485 | 1878.4485 | Column Missing
| 1 |  | 3 years warranty on motor base parts & 1 year warranty on labor, standard | 0 | 0 | Column Missing
303 | 2 | Portion Scale | Scale, all-purpose, top loading counter model, digital display, zero button, A/C power, 99.95 oz. x .05 oz. capacity, 7-1/2" W x 7-1/16" D x 2-3/4"H (19 x 18 x 7cm), overall, stainless steel construction, 6-3/4" x 5-1/4" (17cm x 13cm) platter, legal for trade, Made in USA, NTEP, legal for trade (Category "A" item) | 388 | 776 | Column Missing
304 | 4 | INGREDIENT BIN | ProSave® Ingredient Bin, 2-3/4 cu. ft., 13-1/8"W x 29-1/4"D x 28"H, mobile, slant front with sliding lid, 32 oz scoop, seamless construction, 3" extra wide casters front fixed & rear swivel, white base/clear lid, USDA, FDA, NSF, S.O.S. (Special Order Smallwares) product; see SOS document for details, Made in USA (CANNOT BREAK CASE) | 304.8161 | 1219.2644 | Column Missing
| 4 |  | WARNING: This product can expose you to chemicals, which is known to the State of California to cause cancer and/or other reproductive harm. For more information go to www.P65Warnings.ca.gov. | 0 | 0 | Column Missing
| 4 |  | ProSave® Ingredient Bin Lid, 29"W x 12-1/10"D x 1-9/10"H, fits #3600 ingredient bin, includes 32 oz. scoop, clear, S.O.S. (Special Order Smallwares) product; see SOS document for details, NSF (CANNOT BREAK CASE) | 90 | 360 | Column Missing
305 | 0 | SpareNo | SpareNo | 0 | 0 | Column Missing
306 | 1 | PREPERATION LABEL PRINTER |  | 0 | 0 | Column Missing
307 | 1 | POT AND PAN DRYING SHELVING | MetroMax® i Stationary Drying Rack Unit, 48"W x 24"D x 74", 4-tier, includes: (2) shelves, (2) open shelf frames, (4) 74" posts, (2) drop-ins & (1) cutting board/tray drying rack, built in Microban® antimicrobial product protection, NSF | 1001 | 1001 | Column Missing
| 1 |  | Sorting/Drying Pegs, 6", for MetroMax grid shelving, NSF (pack of 8) | 28 | 28 | Column Missing
| 1 |  | SmartWall G3 Storage Basket, 13-3/8"W x 5"D x 7"H, Metroseal 3™ epoxy-coated corrosion-resistant finish with Microban® antimicrobial protection, NSF | 24 | 24 | Column Missing
307 | 1 | PREPARATION TABLE WITH SINK |  | 0 | 0 | Column Missing
308 | 1 | DOUBLE WALL SHELF |  | 0 | 0 | Column Missing
309 | 0 | SpareNo | SpareNo | 0 | 0 | Column Missing
310 | 0 | SpareNo | SpareNo | 0 | 0 | Column Missing
311 | 1 | BLENDER | The Quiet One® Twist Lock Blender, countertop, 48 oz. (1.4 liter) capacity, clear Tritan™ BPA free Advance® container, 24-1/2"H with lid open, stackable, removable compact twist lock cover, (6) touch control buttons with (34) program options, includes: Advance® blade assembly & lid, 3-peak HP, 120v/50/60/1-ph, 15.0 amps, NEMA 5-15P, RoHs compliant, CE, cULus, NSF | 1328.2525 | 1328.2525 | Column Missing
| 1 |  | 3 years warranty on motor base parts & 1 year warranty on labor, standard | 0 | 0 | Column Missing
312 | 1 | Portion Scale | Scale, all-purpose, top loading counter model, digital display, zero button, A/C power, 99.95 oz. x .05 oz. capacity, 7-1/2" W x 7-1/16" D x 2-3/4"H (19 x 18 x 7cm), overall, stainless steel construction, 6-3/4" x 5-1/4" (17cm x 13cm) platter, legal for trade, Made in USA, NTEP, legal for trade (Category "A" item) | 388 | 388 | Column Missing
313 | 1 | BUTCHER BLOCK TOP |  | 0 | 0 | Column Missing
314 | 0 | SpareNo | SpareNo | 0 | 0 | Column Missing
315 | 0 | SpareNo | SpareNo | 0 | 0 | Column Missing
322 | 1 | TRASH RECEPTACLE | ProSave® Brute® Container, without lid, 20 gallon, 19-1/2"D x 22-7/8"H, round, reinforced rims, built in handles, double rimmed base, high-impact plastic construction, gray, NSF | 23 | 23 | Column Missing
| 1 |  | Brute® Dolly, 18-1/4"D x 6-5/8"H, heavy duty 3" casters, 250 lb. capacity, for 2620, 2632, 2643, 2655, black | 45 | 45 | Column Missing
| 1 | Trash Receptacle Lid / Top | ProSave® Sliding Container Lid, fits container Brute® 2620, 20-3/4" dia. x 5"H, includes 3 cup portioning scoop (9G52), clear rotating sliding door, dishwasher safe, white, NSF, S.O.S. (Special Order Smallwares) product; see SOS document for details | 53 | 53 | Column Missing
323 | 1 | PREPERATION LABEL PRINTER |  | 0 | 0 | Column Missing
324 | 0 | SpareNo | SpareNo | 0 | 0 | Column Missing
325 | 0 | SpareNo | SpareNo | 0 | 0 | Column Missing
326 | 1 | PREPARATION TABLE |  | 0 | 0 | Column Missing
327 | 1 | PASS-THRU HEATED CABINET | C5™ 6 Series Heated Holding Cabinet, mobile, full height, pass thru, insulated, solid Dutch doors, top mount controls & analog thermometer, ducted heating system, thermostat 70° to 200°F temp, universal wire slides (17) 18" x 26" or (32) 12" x 20" x 2-1/2" pan capacity, 3" OC (adjustable on 1-1/2" increments), 5" casters (2 with brakes), 304 stainless steel, 120v/60/1-ph, 2000 watts, 16.7 amps, NEMA 5-20P, cULus, NSF | 5161 | 5161 | Column Missing
328 | 1 | 60 QT. MIXER | Planetary Mixer, 60 qt., floor model, 3-speed (fixed), #12 hub, includes: stainless steel removable bowl guard with built-in ingredient chute, stainless steel wire whip, aluminum flat beater, aluminum spiral dough hook & bowl truck, safety interlocked bowl guard & bowl lift, gear-driven, high torque transmission, heat-treated hardened steel alloy gears & shafts, thermal overload protection, front-mounted touchpad controls with 60-minute digital timer & last batch recall, non-slip rubber feet, cast iron body, 6 ft cord & plug, 3 HP, NSF, cETLus | 12165 | 12165 | Column Missing
| 1 |  | 2-year parts & labor warranty (1-year parts only warranty on agitator and hub accessories, no labor provided) (excludes wear items), standard | 0 | 0 | Column Missing
| 1 |  | 220v/60/1-ph, 23.0 amps, NEMA L6-30P | 0 | 0 | Column Missing
674 | 0 | SpareNo | SpareNo | 0 | 0 | Column Missing
330 | 0 | SpareNo | SpareNo | 0 | 0 | Column Missing
331 | 1 | FILLER FAUCET | Pot Filler Faucet, splash-mounted 8" OC with vacuum breaker, 72" flexible hose, hook nozzle, wall hook, 3/4" inlet | 650 | 650 | Column Missing
332 | 1 | PREPARATION TABLE WITH SINK |  | 0 | 0 | Column Missing
333 | 1 | DOUBLE OVERSHELF WITH UTENSIL RACK |  | 0 | 0 | Column Missing
334 | 0 | SpareNo | SpareNo | 0 | 0 | Column Missing
335-340 | 0 | SpareNo | SpareNo | 0 | 0 | Column Missing
FINISH COOKING AREA
316 | 1 | FIRE SUPPRESSION SYSTEM |  | 9188 | 9188 | Column Missing
317 | 1 | EXHAUST HOOD |  | 0 | 0 | Column Missing
318 | 1 | SPREADER | Spec Series Heavy Duty Spreader Cabinet, 12"W, open cabinet base, bottom shelf, stainless steel front, sides, landing ledge & cabinet, 6" legs wtih adjustable feet, NSF | 1660 | 1660 | Column Missing
| 1 |  | Limited one year parts and labor warranty, standard | 0 | 0 | Column Missing
| 1 |  | Stainless steel interior on open cabinet base | 828 | 828 | Column Missing
318 | 0 | SpareNo | SpareNo | 0 | 0 | Column Missing
319 | 1 | FRYER BATTERY | Fryer, gas, floor model, 50lb. capacity, built-in filter system, 5.5 GPM roller pump, snap action thermostat, drain station, cabinet, includes: food warmer, dump pan, joiner strips & filter start kit, stainless steel frypot, front, sides, landing ledge, & cabinet, casters, 120v/60/1-ph, 6.8 amps, 1/3 HP, 140,000 BTU, CSA Flame, CSA Star, NSF, CE | 17295 | 17295 | Column Missing
| 1 |  | Limited one year parts and labor warranty, standard | 0 | 0 | Column Missing
| 1 |  | Gas type to be specified | 0 | 0 | Column Missing
| 1 |  | Manifold gas shut-off valve (3/4" N.P.T.) | 90 | 90 | Column Missing
320 | 1 | REFRIGERATED EQUIPMENT STAND | Spec Series Sizzle 'N Chill System, 72", (4) drawers, (8) pan capacity, digital thermostat, self-contained, includes drawer dividers, stainless steel front, drawer fronts, sides, guides & bearings, casters, 120v/60/1-ph, 1/5 HP, 6' cord & plug, 3.0 amps, cETLus, ETL-Sanitation | 20468.8364 | 20468.8364 | Column Missing
| 1 |  | Limited one year parts and labor warranty, standard | 0 | 0 | Column Missing
321 | 1 | MODULAR GRIDDLE | Griddle, countertop, gas, 24" W x 24" D cooking surface, (2) griddle burners, 3/4" thick, smooth polished steel plate, aeration baffles, manual controls, continuous pilot, 4" wide grease gutter, removable 1 gallon grease can with weep hole, stainless steel front, sides, ledge & splash guards, 4" stainless steel, legs, 60,000 BTU, 18kW, cETLus, NSF | 2881 | 2881 | Column Missing
| 1 |  | Limited one year parts and labor warranty, standard | 0 | 0 | Column Missing
| 1 |  | Gas type to be specified | 0 | 0 | Column Missing
322 | 1 | MODULAR CHARBROILER | Charbroiler, gas, countertop, 24"W, (4) radiant burners, cast iron slanted top grates, full width grease gutter, removable drip pan, stainless steel front, sides & 5"D landing ledge, 4" legs with adjustable feet, 60,000 BTU, 18kW, cETLus, NSF, CE | 5015 | 5015 | Column Missing
| 1 |  | Limited one year parts and labor warranty, standard | 0 | 0 | Column Missing
| 1 |  | Gas type to be specified | 0 | 0 | Column Missing
323 | 1 | DOUBLE COMBI OVEN | SkyLine ProS 61 Combi Oven, electric, boilerless, (6) 12" x 20" hotel pan capacity, touch screen interface, (2) cooking modes with special functions, Optiflow (7) speed fan, SkyClean automatic cleaning system, USB port, (6) point multi-sensor probe, triple-glass door, LED lights, stainless steel interior & exterior, 11.1kW, 208v/60/3-ph, 34.8 amps, cETLus, ETL-Sanitation, IPX5, ENERGY STAR­®, includes (3) each grids (922062) & integrated spray hose | 24300 | 24300 | Column Missing
| 1 |  | Cleaning Powder, (100) bag bucket | 0 | 0 | Column Missing
| 1 |  | Descaling Tablets, (50) count bucket | 0 | 0 | Column Missing
| 1 |  | The following are included in the purchase of Electrolux Professional Heavy Equipment (excludes Food preparation Equipment) 1.) Start-up performed by an Electrolux authorized service partner 2.) Standard Warranty: 2 years parts & 1 year labor (Warranty activated upon completion of mandatory Electrolux authorized service partner start-up) 3.) Chef Training: Up to 4 hours - included with Combi Ovens, Blast Chillers, Braising Pans & Kettles 4.) Performance checks are included 3 months after mandatory Electrolux authorized service partner start-up (applies to Combi Ovens, Braising Pans, Kettles, Dishwashers, EM Cooking Appliances, SpeeDelights) | 0 | 0 | Column Missing
| 1 |  | It is obligatory upon the end-user to supply the combi with water that conforms to the specifications attached within AQ Documents section for this PNC/Model. A properly sized system combined with a disciplined filter replacement regimen will ensure the maximum life of the oven | 0 | 0 | Column Missing
| 1 |  | Choose installation accessories below | 0 | 0 | Column Missing
| 1 |  | Choose cooking accessories below | 0 | 0 | Column Missing
| 1 |  | Choose handling accessories below | 0 | 0 | Column Missing
323 | 1 | DOUBLE COMBI OVEN | SkyLine ProS 61 Combi Oven, electric, boilerless, (6) 12" x 20" hotel pan capacity, touch screen interface, (2) cooking modes with special functions, Optiflow (7) speed fan, SkyClean automatic cleaning system, USB port, (6) point multi-sensor probe, triple-glass door, LED lights, stainless steel interior & exterior, 11.1kW, 208v/60/3-ph, 34.8 amps, cETLus, ETL-Sanitation, IPX5, ENERGY STAR­®, includes (3) each grids (922062) & integrated spray hose | 12466 | 12466 | Column Missing
| 1 |  | Cleaning Powder, (100) bag bucket | 0 | 0 | Column Missing
| 1 |  | Descaling Tablets, (50) count bucket | 0 | 0 | Column Missing
| 1 |  | The following are included in the purchase of Electrolux Professional Heavy Equipment (excludes Food preparation Equipment) 1.) Start-up performed by an Electrolux authorized service partner 2.) Standard Warranty: 2 years parts & 1 year labor (Warranty activated upon completion of mandatory Electrolux authorized service partner start-up) 3.) Chef Training: Up to 4 hours - included with Combi Ovens, Blast Chillers, Braising Pans & Kettles 4.) Performance checks are included 3 months after mandatory Electrolux authorized service partner start-up (applies to Combi Ovens, Braising Pans, Kettles, Dishwashers, EM Cooking Appliances, SpeeDelights) | 0 | 0 | Column Missing
| 1 |  | It is obligatory upon the end-user to supply the combi with water that conforms to the specifications attached within AQ Documents section for this PNC/Model. A properly sized system combined with a disciplined filter replacement regimen will ensure the maximum life of the oven | 0 | 0 | Column Missing
| 1 |  | Choose installation accessories below | 0 | 0 | Column Missing
| 1 |  | Stacking kit for electric 61/61 combi ovens or electric 61/101 combi ovens | 1597.5 | 1597.5 | Column Missing
| 1 |  | Choose cooking accessories below | 0 | 0 | Column Missing
| 1 |  | Choose handling accessories below | 0 | 0 | Column Missing
| 1 | DOUBLE COMBI OVEN | SkyLine ProS 61 Combi Oven, electric, boilerless, (6) 12" x 20" hotel pan capacity, touch screen interface, (2) cooking modes with special functions, Optiflow (7) speed fan, SkyClean automatic cleaning system, USB port, (6) point multi-sensor probe, triple-glass door, LED lights, stainless steel interior & exterior, 11.1kW, 208v/60/3-ph, 34.8 amps, cETLus, ETL-Sanitation, IPX5, ENERGY STAR­®, includes (3) each grids (922062) & integrated spray hose | 12466 | 12466 | Column Missing
| 1 |  | Cleaning Powder, (100) bag bucket | 0 | 0 | Column Missing
| 1 |  | Descaling Tablets, (50) count bucket | 0 | 0 | Column Missing
| 1 |  | The following are included in the purchase of Electrolux Professional Heavy Equipment (excludes Food preparation Equipment) 1.) Start-up performed by an Electrolux authorized service partner 2.) Standard Warranty: 2 years parts & 1 year labor (Warranty activated upon completion of mandatory Electrolux authorized service partner start-up) 3.) Chef Training: Up to 4 hours - included with Combi Ovens, Blast Chillers, Braising Pans & Kettles 4.) Performance checks are included 3 months after mandatory Electrolux authorized service partner start-up (applies to Combi Ovens, Braising Pans, Kettles, Dishwashers, EM Cooking Appliances, SpeeDelights) | 0 | 0 | Column Missing
| 1 |  | It is obligatory upon the end-user to supply the combi with water that conforms to the specifications attached within AQ Documents section for this PNC/Model. A properly sized system combined with a disciplined filter replacement regimen will ensure the maximum life of the oven | 0 | 0 | Column Missing
| 1 |  | Choose installation accessories below | 0 | 0 | Column Missing
| 1 |  | Stacking kit for electric 61/61 combi ovens or electric 61/101 combi ovens | 1639 | 1639 | Column Missing
| 1 |  | Choose cooking accessories below | 0 | 0 | Column Missing
| 1 |  | Choose handling accessories below | 0 | 0 | Column Missing
324 | 1 | TRAY MAKE-UP COUNTER WITH SINK |  | 0 | 0 | Column Missing
325 | 0 | SpareNo | SpareNo | 0 | 0 | Column Missing
326 | 1 | DOUBLE OVERSHELF |  | 0 | 0 | Column Missing
327 | 1 | UNDER COUNTER REFIGERATOR WITH DRAWERS AND NSF#7 RAIL |  | 0 | 0 | Column Missing
328 | 1 | RECESSED CUTTING BOARD |  | 0 | 0 | Column Missing
329 | 1 | Hot Food Well Unit, Drop-In, Electric | Food Warmer, top-mount, built-in, electric, auto-fill, (2) 12" x 20" openings with manifold drains with one valve, wet/dry operation, thermostatic control, stainless steel interior, insulated aluminum steel housing, cULus | 3452 | 3452 | Column Missing
| 1 |  | 1 year parts & labor warranty, standard | 0 | 0 | Column Missing
| 1 |  | Note: Must specify voltage and phase | 0 | 0 | Column Missing
| 1 |  | 208/240v/60/1-ph or 3-ph, 1.24/1.65 kW per well, field wired (field convertible) | 0 | 0 | Column Missing
330 | 0 | SpareNo | SpareNo | 0 | 0 | Column Missing
331 | 1 | RECESSED CUTTING BOARD |  | 0 | 0 | Column Missing
332 | 1 | POS PRINTER |  | 0 | 0 | Column Missing
333 | 1 | TRAY STARTER |  | 0 | 0 | Column Missing
334 | 1 | POS PRINTER |  | 0 | 0 | Column Missing
335 | 0 | SpareNo | SpareNo | 0 | 0 | Column Missing
336 | 1 | TRAY MAKE-UP ROLLER |  | 0 | 0 | Column Missing
337 | 1 | FOOD WARMER | Glo-Ray® Infrared Strip Heater, 30" W, high wattage, tubular metal heater rod, single heater rod housing, aluminum construction, 660 watts, NSF, CE, cULus, Made in USA | 202 | 202 | Column Missing
| 1 |  | NOTE: Sale of this product must comply with Hatco's Minimum Resale Price Policy; consult order acknowledgement for details | 0 | 0 | Column Missing
| 1 |  | NOTE: Includes 24/7 parts & service assistance, call 414-671-6350 | 0 | 0 | Column Missing
| 1 |  | One year on-site parts & labor warranty, plus one additional year parts only warranty on all Glo-Ray metal sheathed elements | 0 | 0 | Column Missing
| 1 |  | 120v/60/1-ph | 0 | 0 | Column Missing
| 1 |  | (1) Built-in toggle control (remote recommended) (available at time of purchase only) | 0 | 0 | Column Missing
| 1 |  | Clear Anodized Aluminum housing, finish, standard (available at time of purchase only) | 0 | 0 | Column Missing
338 | 1 | Microwave Oven | Amana® Commercial Microwave Oven, 0.8 cu. ft. capacity, 1000 watts, low volume, 4-stage cooking, (5) power levels, touchpad controls, (20) memory settings, 30-minute max cooking time, interlock safety switch, audible end of cycle signal, LED display, side hinged door with tempered glass, LED lighted interior, stainless steel interior & exterior, 120v/60/1-ph, 13.0 amps, 15 MCA, 1500 watts (total), cord, NEMA 5-15P, cETLus, ETL-Sanitation | 520 | 520 | Column Missing
| 1 |  | 3-year limited warranty (1 year full) | 0 | 0 | Column Missing
339 | 1 | PATIENT ROOM SCANNER |  | 0 | 0 | Column Missing
340 | 0 | SpareNo | SpareNo | 0 | 0 | Column Missing
341 | 1 | REACH-IN FREEZER | SPEC SERIES® Freezer, reach-in, -10°F, one-section, (2) stainless steel half doors with locks, cam-lift hinges, digital temperature control, (3) chrome shelves, LED interior lights, stainless steel front & sides, aluminum interior, 5" castors, R290 Hydrocarbon refrigerant, 1/2 HP, 115v/60/1-ph, 6.0 amps, NEMA 5-15P, cULus, UL EPH Classified, Made in USA | 11263.8872 | 11263.8872 | Column Missing
| 1 |  | Note: Due to the continued supply chain issues in the industry all True pricing is tentative based on final production dates. Any units ordered that will be produced on or after October 1st, 2022 may be subject to additional pricing escalators. Please contact your True representative for final lead times. | 0 | 0 | Column Missing
| 1 |  | Warranty - 7 year compressor (self-contained only), please visit www.Truemfg.com for specifics | 0 | 0 | Column Missing
| 1 |  | Warranty - 5 year parts and labor, please visit www.Truemfg.com for specifics | 0 | 0 | Column Missing
| 1 |  | Door hinged right standard | 0 | 0 | Column Missing
| 1 |  | (3) chrome shelves and shelf supports standard per section | 0 | 0 | Column Missing
| 1 |  | 5" castors, set of 4, standard | 0 | 0 | Column Missing
342 | 1 | EXHAUST HOOD |  | 0 | 0 | Column Missing
343 | 1 | FRYER BATTERY | Fryer, gas, floor model, (2) battery, 50lb. capacity each, built-in filter system, 5.5 GPM roller pump, snap action thermostat, drain station, cabinet, includes: food warmer, dump pan, joiner strips & filter start kit, stainless steel frypot, front, sides, landing ledge, & cabinet, casters, 120v/60/1-ph, 6.8 amps, 1/3 HP, 280,000 BTU, CSA Flame, CSA Star, NSF, CE | 24479 | 24479 | Column Missing
| 1 |  | Limited one year parts and labor warranty, standard | 0 | 0 | Column Missing
| 1 |  | Gas type to be specified | 0 | 0 | Column Missing
| 1 |  | Manifold gas shut-off valve (3/4" N.P.T.) | 90 | 90 | Column Missing
| 1 |  | 115v/60/1-ph, 6.8 amps, filter motor voltage, 6 ft. cord with plug | 0 | 0 | Column Missing
343 | 1 | FRYER BATTERY | Fryer, gas, floor model, (2) battery, 75 lb. capacity each, built-in filter system, 5.5 GPM roller pump, snap action thermostat, drain station, cabinet, includes: food warmer, dump pan, joiner strips & filter start kit, stainless steel frypot, front, sides, landing ledge, & cabinet, casters, 120v/60/1-ph, 6.8 amps, 1/3 HP, 350,000 BTU, CSA Flame, CSA Star, NSF, CE | 18544 | 18544 | Column Missing
| 1 |  | Limited one year parts and labor warranty, standard | 0 | 0 | Column Missing
| 1 |  | Natural gas (must specify elevation if over 2000 ft) | 0 | 0 | Column Missing
| 1 |  | Manifold gas shut-off valve (3/4" N.P.T.) | 50 | 50 | Column Missing
| 1 |  | 115v/60/1-ph, 6.8 amps, filter motor voltage, 6 ft. cord with plug | 0 | 0 | Column Missing
| 1 |  | 120v/60/1-ph, 1/3 HP, filter motor | 0 | 0 | Column Missing
| 2 |  | Twin baskets (set of 2) | 300 | 600 | Column Missing
| 1 |  | Side drain board, left | 360 | 360 | Column Missing
344 | 1 | MODULAR GRIDDLE | Spec Series Heavy Duty Range, gas, 36"W, modular, griddle, 1" thick plate, 4"W grease gutter with 1 gallon can capacity, thermostatic controls, stainless steel front, sides, 5"D landing ledge &, backguard, 90,000 BTU, 26kW, cETLus, NSF | 9094 | 9094 | Column Missing
| 1 |  | Limited one year parts and labor warranty, standard | 0 | 0 | Column Missing
| 1 |  | Gas type to be specified | 0 | 0 | Column Missing
| 1 |  | Standard 3/4" Rear gas connection (for single unit connection only) | 0 | 0 | Column Missing
| 1 |  | Quick disconnect & flex hose with restraining device, 3/4" N.P.T. x 60" | 970 | 970 | Column Missing
344 | 1 | MODULAR GRIDDLE | Pro Series Griddle, countertop, gas, 48"W x 24"D cooking surface, 1" thick smooth plate, 4" wide grease trough and full width grease chute, stainless steel front, sides, stub back, landing ledge and cabinet, 120,000 BTU, CSA Star, CSA Flame | 16735 | 16735 | Column Missing
| 1 |  | Limited one year parts and labor warranty, standard | 0 | 0 | Column Missing
| 1 |  | Gas type to be specified | 0 | 0 | Column Missing
345 | 0 | SpareNo | SpareNo | 0 | 0 | Column Missing
346 | 1 | MODULAR CHARBROILER | Charbroiler, gas, countertop, 36"W, (6) radiant burners, cast iron slanted top grates, full width grease gutter, removable drip pan, stainless steel front, sides & 5"D landing ledge, 4" legs with adjustable feet, 90,000 BTU, 26kW, cETLus, NSF, CE | 6738.5 | 6738.5 | Column Missing
| 1 |  | Limited one year parts and labor warranty, standard | 0 | 0 | Column Missing
| 1 |  | Natural gas (must specify elevation if over 2000 ft) | 0 | 0 | Column Missing
| 1 |  | Quick disconnect & flex hose with restraining device, 3/4" N.P.T. x 60" | 970 | 970 | Column Missing
347 | 1 | REFRIGERATED BASE | Spec Series Sizzle 'N Chill System, 72", (4) drawers, (8) pan capacity, digital thermostat, self-contained, includes drawer dividers, stainless steel front, drawer fronts, sides, guides & bearings, casters, 120v/60/1-ph, 1/5 HP, 6' cord & plug, 3.0 amps, cETLus, ETL-Sanitation | 20468.54 | 20468.54 | Column Missing
| 1 |  | Limited one year parts and labor warranty, standard | 0 | 0 | Column Missing
348 | 1 | MODULAR SIX BURNER RANGE | Spec Series Heavy Duty Range, gas, 36"W, modular, (6) open burners, cast iron "S" grates (standard), manual controls, removable crumb tray, stainless steel front, sides, 5"D landing ledge & backguard, 240,000 BTU, 70kW, cETLus, NSF | 6704.04 | 6704.04 | Column Missing
| 1 |  | Limited one year parts and labor warranty, standard | 0 | 0 | Column Missing
| 1 |  | Gas type to be specified | 0 | 0 | Column Missing
| 1 |  | Standard 3/4" Rear gas connection (for single unit connection only) | 0 | 0 | Column Missing
| 1 |  | Quick disconnect & flex hose with restraining device, 3/4" N.P.T. x 60" | 970 | 970 | Column Missing
349 | 0 | SpareNo | SpareNo | 0 | 0 | Column Missing
350 | 0 | SpareNo | SpareNo | 0 | 0 | Column Missing
351 | 1 | MODULAR SIX BURNER RANGE | Spec Series Heavy Duty Range, gas, 36"W, modular, (6) open burners, cast iron "S" grates (standard), manual controls, removable crumb tray, stainless steel front, sides, 5"D landing ledge & backguard, 240,000 BTU, 70kW, cETLus, NSF | 6704.04 | 6704.04 | Column Missing
| 1 |  | Limited one year parts and labor warranty, standard | 0 | 0 | Column Missing
| 1 |  | Gas type to be specified | 0 | 0 | Column Missing
| 1 |  | Standard 3/4" Rear gas connection (for single unit connection only) | 0 | 0 | Column Missing
| 1 |  | Quick disconnect & flex hose with restraining device, 3/4" N.P.T. x 60" | 1028.5 | 1028.5 | Column Missing
352 | 1 | REFRIGERATED BASE | Spec Series Sizzle 'N Chill System, 72", (4) drawers, (8) pan capacity, digital thermostat, self-contained, includes drawer dividers, stainless steel front, drawer fronts, sides, guides & bearings, casters, 120v/60/1-ph, 1/5 HP, 6' cord & plug, 3.0 amps, cETLus, ETL-Sanitation | 20468.54 | 20468.54 | Column Missing
| 1 |  | Limited one year parts and labor warranty, standard | 0 | 0 | Column Missing
353 | 1 | REFRIGERATED WORK TOP | Work Top Refrigerator, one-section, rear mounted self-contained refrigeration, stainless steel top with rear splash, (2) drawers each accommodates (1) 12" x 20" x 6" pan (not included), stainless steel front & sides, clear coated aluminum interior with stainless steel floor, 5" castors, R290 Hydrocarbon refrigerant, 1/6 HP, 115v/60/1-ph, 2.0 amps, NEMA 5-15P, cULus, UL EPH Classified, CE, Made in USA | 6162 | 6162 | Column Missing
| 1 |  | Note: Due to the continued supply chain issues in the industry all True pricing is tentative based on final production dates. Any units ordered that will be produced on or after October 1st, 2022 may be subject to additional pricing escalators. Please contact your True representative for final lead times. | 0 | 0 | Column Missing
| 1 |  | Self-contained refrigeration standard | 0 | 0 | Column Missing
| 1 |  | Warranty - 7 year compressor (self-contained only), please visit www.Truemfg.com for specifics | 0 | 0 | Column Missing
| 1 |  | Warranty - 5 year parts and labor, please visit www.Truemfg.com for specifics | 0 | 0 | Column Missing
| 1 |  | 5" Castors, standard | 0 | 0 | Column Missing
354 | 1 | RAPID COOK OVEN | I3™ Microwave/Impingement Oven, Rapid Cook, electric, 23", ventless, countertop, touch controls with wifi, fully insulated cook chamber, stores up to 200 recipes, internal catalytic converter, smart voltage sensor technology (US only), digital display, removable rack and grease collection pan, top and bottom jet plates, pull down door with ergonomic handle, multi-speed impingement blower, (2) solid PTFE baskets, (1) oven cleaner, (1) oven guard, (1) aluminum paddle, (2) trigger sprayers, (1) standard rack, side hand grips, stainless steel front, top & sides, cULus, CE, UL EPH Classified, ANSI/NSF 4, TUV | 13682.52 | 13682.52 | Column Missing
| 1 |  | All items FOB: Carrollton, Texas: Consumable/accessory orders less than $5,000 will incur a handling fee. Orders shipping standard ground will incur a $15.00 handling fee. Orders shipping other than standard ground will incur $25.00 handling fee | 0 | 0 | Column Missing
| 1 |  | One year parts and labor warranty | 0 | 0 | Column Missing
| 1 |  | 208-240v/60/1-ph, 40.0amps, 8.3-9.6kw, 6 foot cord (nominal), NEMA 6-50P, standard | 0 | 0 | Column Missing
355 | 0 | SpareNo | SpareNo | 0 | 0 | Column Missing
356 | 1 | DOUBLE COMBI OVEN | (AOS102GKPX) Air-O-Convect® Combi Oven, natural gas, boilerless, full-size, (10) 18" x 26" full size sheet pan capacity, "TOUCHLINE" touch control panel, automatic moistener with (11) settings, core temperature probe, variable fan speed, hold and cooling function, automatic and built in self-cleaning, double glazed door, stainless steel interior & exterior, includes: (5) 304 stainless steel grids (922076) & control panel filter (922247), 120v/60/1-ph, 105,679 BTU, cETLus, ETL-Sanitation (replaces old PNC 266753) | 17482 | 17482 | Column Missing
| 1 |  | (AOS101GKPX) Air-O-Convect®Combi Oven, gas, boilerless, half-size, (10) 12" x 20" full size hotel pan capacity, "TOUCHLINE" touch control panel, automatic moistener with (11) settings, core temperature probe, variable fan speed, hold and cooling function, automatic and built in self-cleaning, double glazed door, stainless steel interior & exterior, includes: (5) 304 stainless steel grids (922062) & (2) control panel filters (922247) (922246), 120v/60/1-ph, 78,407 BTU, cETLus, ETL-Sanitation (replaces old PNC 266752) | 16578 | 16578 | Column Missing
| 1 |  | The following are included in the purchase of Electrolux Professional Heavy Equipment (excludes Food preparation and Libero Equipment) 1.) Start-up performed by an Electrolux authorized service partner 2.) Standard Warranty: 2 years parts & 1 year labor (Warranty activated upon completion of mandatory Electrolux authorized service partner start-up) 3.) Chef Training: available after registration of Electrolux authorized service partner start-up (Chef Training applies only to: Combi Ovens, Blast Chillers/Shock Freezers, Braising Pans, Pressure Braising Pans and Kettles) Please contact Electrolux to schedule all of the above 1-866-449-4200 | 0 | 0 | Column Missing
| 1 |  | It is obligatory upon the end-user to supply the combi with water that conforms to the specifications attached within AQ Documents section for this PNC/Model. A properly sized system combined with a disciplined filter replacement regimen will ensure the maximum life of the oven | 0 | 0 | Column Missing
| 1 |  | Natural gas (specify elevation if over 2,500 ft.) | 0 | 0 | Column Missing
| 1 |  | (STKGAS11) Stacking kit: 61 on top of 61 or 101 Gas oven | 1597 | 1597 | Column Missing
| 1 |  | The following are included in the purchase of Electrolux Professional Heavy Equipment (excludes Food preparation and Libero Equipment) 1.) Start-up performed by an Electrolux authorized service partner 2.) Standard Warranty: 2 years parts & 1 year labor (Warranty activated upon completion of mandatory Electrolux authorized service partner start-up) 3.) Chef Training: available after registration of Electrolux authorized service partner start-up (Chef Training applies only to: Combi Ovens, Blast Chillers/Shock Freezers, Braising Pans, Pressure Braising Pans and Kettles) Please contact Electrolux to schedule all of the above 1-866-449-4200 | 0 | 0 | Column Missing
| 1 |  | It is obligatory upon the end-user to supply the combi with water that conforms to the specifications attached within AQ Documents section for this PNC/Model. A properly sized system combined with a disciplined filter replacement regimen will ensure the maximum life of the oven | 0 | 0 | Column Missing
| 1 |  | Natural gas (specify elevation if over 2,500 ft.) | 0 | 0 | Column Missing
| 1 |  | (WHEELS2/1) Wheels for stacked ovens 62 on 62 and 62 on 102 | 417 | 417 | Column Missing
356 | 1 | DOUBLE COMBI OVEN | SkyLine PremiumS 62 Combi Oven, gas, boiler, (6) 18" x 26" sheet pan capacity, touch screen interface, (3) cooking modes with special functions, Optiflow (7) speed fan, SkyClean automatic cleaning system, USB port, (6) point multi-sensor probe, triple-glass door, LED lights, stainless steel interior & exterior, 128,519 BTU, 1.5kW, 120v/60/1-ph, 12.5 amps, cETLus, ETL-Sanitation, IPX5, ENERGY STAR­®, includes (3) each grids (922076) & integrated spray hose | 20909.5 | 20909.5 | Column Missing
| 1 |  | Cleaning Powder, (100) bag bucket | 0 | 0 | Column Missing
| 1 |  | Descaling Tablets, (50) count bucket | 0 | 0 | Column Missing
| 1 |  | The following are included in the purchase of Electrolux Professional Heavy Equipment (excludes Food preparation Equipment) 1.) Start-up performed by an Electrolux authorized service partner 2.) Standard Warranty: 2 years parts & 1 year labor (Warranty activated upon completion of mandatory Electrolux authorized service partner start-up) 3.) Chef Training: Up to 4 hours - included with Combi Ovens, Blast Chillers, Braising Pans & Kettles 4.) Performance checks are included 3 months after mandatory Electrolux authorized service partner start-up (applies to Combi Ovens, Braising Pans, Kettles, Dishwashers, EM Cooking Appliances, SpeeDelights) | 0 | 0 | Column Missing
| 1 |  | It is obligatory upon the end-user to supply the combi with water that conforms to the specifications attached within AQ Documents section for this PNC/Model. A properly sized system combined with a disciplined filter replacement regimen will ensure the maximum life of the oven | 0 | 0 | Column Missing
| 1 |  | Gas type to be specified | 0 | 0 | Column Missing
| 1 |  | Choose installation accessories below | 0 | 0 | Column Missing
| 1 |  | Stacking kit for gas 62 combi oven placed on 102 gas combi oven | 2148.5 | 2148.5 | Column Missing
| 1 |  | Choose cooking accessories below | 0 | 0 | Column Missing
| 1 |  | Choose handling accessories below | 0 | 0 | Column Missing
| 1 | DOUBLE COMBI OVEN | SkyLine PremiumS 102 Combi Oven, gas, boiler, (10) 18" x 26" sheet pan capacity, touch screen interface, (3) cooking modes with special functions, Optiflow (7) speed fan, SkyClean automatic cleaning system, USB port, (6) point multi-sensor probe, triple-glass door, LED lights, stainless steel interior & exterior, 188,856 BTU, 1.5kW, 120v/60/1-ph, 12.5 amps, cETLus, ETL-Sanitation, IPX5, ENERGY STAR­®, includes (5) each grids (922076) & integrated spray hose | 26030 | 26030 | Column Missing
| 1 |  | Cleaning Powder, (100) bag bucket | 0 | 0 | Column Missing
| 1 |  | Descaling Tablets, (50) count bucket | 0 | 0 | Column Missing
| 1 |  | The following are included in the purchase of Electrolux Professional Heavy Equipment (excludes Food preparation Equipment) 1.) Start-up performed by an Electrolux authorized service partner 2.) Standard Warranty: 2 years parts & 1 year labor (Warranty activated upon completion of mandatory Electrolux authorized service partner start-up) 3.) Chef Training: Up to 4 hours - included with Combi Ovens, Blast Chillers, Braising Pans & Kettles 4.) Performance checks are included 3 months after mandatory Electrolux authorized service partner start-up (applies to Combi Ovens, Braising Pans, Kettles, Dishwashers, EM Cooking Appliances, SpeeDelights) | 0 | 0 | Column Missing
| 1 |  | It is obligatory upon the end-user to supply the combi with water that conforms to the specifications attached within AQ Documents section for this PNC/Model. A properly sized system combined with a disciplined filter replacement regimen will ensure the maximum life of the oven | 0 | 0 | Column Missing
| 1 |  | Gas type to be specified | 0 | 0 | Column Missing
| 1 |  | Choose installation accessories below | 0 | 0 | Column Missing
| 1 |  | Choose cooking accessories below | 0 | 0 | Column Missing
| 1 |  | Choose handling accessories below | 0 | 0 | Column Missing
357 | 1 | FIRE SUPPRESSION SYSTEM |  | 9188 | 9188 | Column Missing
358 | 1 | HAND SINK | Hand Sink, wall mounted, 14" wide x 10" front-to-back x 5" deep bowl, 20 gauge 304 stainless steel, with splash mounted gooseneck faucet with wrist blades, basket drain, wall bracket, NSF, cCSAus | 371 | 371 | Column Missing
| 1 |  | P-trap, heavy duty, 1-1/2", 17 gauge | 64 | 64 | Column Missing
| 1 |  | Welded Side Splash, 12"H (installed height), both sides, for hand sinks with 14" wide x 10" front-to-back bowl, splash mounted faucets | 244 | 244 | Column Missing
359 | 0 | SpareNo | SpareNo | 0 | 0 | Column Missing
360 | 0 | SpareNo | SpareNo | 0 | 0 | Column Missing
361 | 1 | TRASH RECEPTACLE | Slim Jim® Container, 23 gallon, 22"W x 11"D x 30"H, with venting channels, molded-in handles, general purpose waste, open type without lid, high-impact plastic construction, gray, Made in USA | 47 | 47 | Column Missing
362 | 1 | TRAY MAKE-UP COUNTER WITH SINK |  | 0 | 0 | Column Missing
363 | 1 | LOAD CENTER |  | 0 | 0 | Column Missing
364 | 1 | TRAY STARTER |  | 0 | 0 | Column Missing
364 | 1 | TRAY DISPENSER | self- leveling tray dispenser. mobile | 0 | 0 | Column Missing
365 | 1 | TRAY STARTER STATION |  | 0 | 0 | Column Missing
365 | 0 | SpareNo | SpareNo | 0 | 0 | Column Missing
366 | 1 | PATIENT ROOM PRINTER |  | 0 | 0 | Column Missing
367 | 1 | DOUBLE OVERSHELF |  | 0 | 0 | Column Missing
368 | 1 | UNDER COUNTER REFIGERATOR WITH DRAWERS AND NSF#7 RAIL |  | 0 | 0 | Column Missing
369 | 0 | SpareNo | SpareNo | 0 | 0 | Column Missing
370 | 0 | SpareNo | SpareNo | 0 | 0 | Column Missing
371 | 1 | RECESSED CUTTING BOARD |  | 0 | 0 | Column Missing
372 | 1 | TRAY MAKE-UP ROLLER |  | 0 | 0 | Column Missing
373 | 1 | POS PRINTER |  | 0 | 0 | Column Missing
373 | 1 | INDUCTION CHARGER | HEAT ON DEMAND 2 ACTIVATOR | 0 | 0 | Column Missing
374 | 1 | HOT FOOD WELL | Food Warmer, top-mount, built-in, electric, auto-fill, (4) 12" x 20" openings with manifold drains with one valve, wet/dry operation, double control panel, thermostatic control, stainless steel interior, insulated aluminum steel housing, cULus | 5801.5 | 5801.5 | Column Missing
| 1 |  | Limited 2 year parts & 1 year labor warranty, standard | 0 | 0 | Column Missing
| 1 |  | Note: Must specify voltage and phase | 0 | 0 | Column Missing
| 1 |  | 208/240v/60/1-ph or 3-ph, 1.24/1.65 kW per well, field wired (field convertible) | 0 | 0 | Column Missing
375 | 1 | RECESSED CUTTING BOARD |  | 0 | 0 | Column Missing
376 | 1 | TRASH CHUTE |  | 0 | 0 | Column Missing
377 | 1 | TRASH RECEPTACLE | Slim Jim® Container, 23 gallon, 22"W x 11"D x 30"H, with venting channels, molded-in handles, general purpose waste, open type without lid, high-impact plastic construction, gray, Made in USA | 47 | 47 | Column Missing
378 | 1 | FOOD WARMER | Glo-Ray® Infrared Foodwarmer, 48" W, high wattage, tubular metal heater rod with lights, single heater rod housing, aluminum construction, 1340 watts, NSF, cULus, Made in USA | 429.1856 | 429.1856 | Column Missing
| 1 |  | NOTE: Sale of this product must comply with Hatco's Minimum Resale Price Policy; consult order acknowledgement for details | 0 | 0 | Column Missing
| 1 |  | NOTE: Includes 24/7 parts & service assistance, call 800-558-0607 | 0 | 0 | Column Missing
| 1 |  | One year on-site parts and labor warranty, plus one additional year parts only warranty on all Glo-Ray metal sheathed elements | 0 | 0 | Column Missing
| 1 |  | 120v/60/1-ph | 0 | 0 | Column Missing
| 1 |  | Remote Control Enclosure, (1) toggle switch, (1) infinite switch, (1) indicator light (for 120 volt only) | 138 | 138 | Column Missing
| 1 |  | Clear Anodized Aluminum (housing), standard (Available at time of purchase only) | 0 | 0 | Column Missing
| 1 |  | Clear Anodized Aluminum, standard (Available at time of purchase only) | 0 | 0 | Column Missing
379 | 0 | SpareNo | SpareNo | 0 | 0 | Column Missing
380 | 0 | SpareNo | SpareNo | 0 | 0 | Column Missing
381 | 1 | MICROWAVE OVEN | PRO1 Commercial Microwave Oven, heavy volume, 1700 Watts, 0.6 cu. ft. capacity, compact, (15) power levels, 5-stage cooking, 30 program memory capacity, self-diagnostics, oven cycle counter, LCD digital display with countdown, see-thru left hinged door, programmable lock, stackable, LED interior light, cULus, NSF | 1138 | 1138 | Column Missing
| 1 |  | 1 year parts & labor warranty and 3 year magnetron warranty (labor for magnetron replacement is not covered in years 2 and 3) | 0 | 0 | Column Missing
| 1 |  | 208v/60/1-ph, 13.6 amps, NEMA 6-15P | 0 | 0 | Column Missing
381 | 1 | Microwave Oven | Amana® Commercial Microwave Oven, 0.8 cu. ft. capacity, 1000 watts, low volume, 4-stage cooking, (5) power levels, touchpad controls, (20) memory settings, 30-minute max cooking time, interlock safety switch, audible end of cycle signal, LED display, side hinged door with tempered glass, LED lighted interior, stainless steel interior & exterior, 120v/60/1-ph, 13.0 amps, 15 MCA, 1500 watts (total), cord, NEMA 5-15P, cETLus, ETL-Sanitation | 520 | 520 | Column Missing
| 1 |  | 3-year limited warranty (1 year full) | 0 | 0 | Column Missing
382 | 1 | WARMING DRAWER | Warming Drawer Unit, Built-in, two drawers, includes (1) standard 6" deep food pan per drawer, stainless steel construction, thermostatic controls, NSF, cULus, Made in USA | 2474.03 | 2474.03 | Column Missing
| 1 |  | NOTE: Sale of this product must comply with Hatco's Minimum Resale Price Policy; consult order acknowledgement for details | 0 | 0 | Column Missing
| 1 |  | NOTE: Includes 24/7 parts & service assistance, call 800-558-0607 | 0 | 0 | Column Missing
| 1 |  | 2-Yr Warranty on drawer warmer heating elements against burnout, standard | 0 | 0 | Column Missing
| 1 |  | 2-Yr Warranty on drawer slides & rollers against breakage, standard | 0 | 0 | Column Missing
| 1 |  | 120v/60/1-ph, 900 watts, 7.5 amps, hardwired (domestic voltage), standard | 0 | 0 | Column Missing
| 1 |  | Stainless Steel Drawer Front, standard (available at time of purchase only) | 0 | 0 | Column Missing
| 1 |  | Standard drawer pan | 0 | 0 | Column Missing
| 1 |  | Standard drawer pan | 0 | 0 | Column Missing
383 | 1 | UNDER COUNTER REFIGERATOR WITH DOORS AND NSF#7 RAIL |  | 0 | 0 | Column Missing
384 | 1 | RECESSED CUTTING BOARD |  | 0 | 0 | Column Missing
385 | 0 | SpareNo | SpareNo | 0 | 0 | Column Missing
386 | 1 | POS PRINTER |  | 0 | 0 | Column Missing
387 | 1 | TRASH CHUTE |  | 0 | 0 | Column Missing
388 | 1 | TRASH RECEPTACLE | Slim Jim® Container, 23 gallon, 22"W x 11"D x 30"H, with venting channels, molded-in handles, general purpose waste, open type without lid, high-impact plastic construction, gray, Made in USA | 47 | 47 | Column Missing
389 | 0 | SpareNo | SpareNo | 0 | 0 | Column Missing
390 | 0 | SpareNo | SpareNo | 0 | 0 | Column Missing
391 | 1 | DROP-IN HAND SINK | Recessed Hand Sink, 14"W x 10"D x 5" deep sink bowl, includes: 4" OC deck mounted gooseneck faucet with aerator, soap & paper towel dispensers, 4"H side splashes, 304 stainless steel, NSF (countertop opening not to exceed 17-1/4" (front to back) x 17-3/8" (left to right)) | 1954.7332 | 1954.7332 | Column Missing
| 1 |  | Wrist Handles Only, for splash or deck mount hand sink faucet (1 pair hot & cold 4" long blades), fits faucets supplied after November 2015 with hot & cold color rings that do not have exposed screw head | 83.5 | 83.5 | Column Missing
| 1 |  | P-trap, heavy duty, 1-1/2", 17 gauge | 93.5 | 93.5 | Column Missing
392 | 1 | PATIENT ROOM SCANNER |  | 0 | 0 | Column Missing
393 | 1 | Pass-Thru Refrigerator | SPEC SERIES® Refrigerator, pass-thru, one-section, (1) glass door front, (1) stainless steel door rear, locks, cam-lift hinges, digital temperature control, (1) interior kit, LED interior lights, stainless steel front & sides, stainless steel interior, 5" castors, R290 Hydrocarbon refrigerant, 1/4 HP, 115v/60/1-ph, 3.8 amps, NEMA 5-15P, cULus, UL EPH Classified, Made in USA | 14154 | 14154 | Column Missing
| 1 |  | Warranty - 7 year compressor (self-contained only), please visit www.Truemfg.com for specifics | 0 | 0 | Column Missing
| 1 |  | Warranty - 5 year parts & labor, please visit www.Truemfg.com for specifics | 0 | 0 | Column Missing
| 1 |  | Thermometer side: Door hinged on right standard | 0 | 0 | Column Missing
| 1 |  | Rear: Door hinged on right standard | 0 | 0 | Column Missing
| 1 |  | Spec Kit #4 - (3) chrome shelves & shelf supports | 0 | 0 | Column Missing
| 1 |  | 5" castors (set of 4), standard | 0 | 0 | Column Missing
393 | 0 | SpareNo | SpareNo | 0 | 0 | Column Missing
394 | 0 | SpareNo | SpareNo | 0 | 0 | Column Missing
395 | 0 | SpareNo | SpareNo | 0 | 0 | Column Missing
TRAY AND CART ASSEMBLY AREA
396 | 5 | MEAL TRAY DELIVERY CART | Tray Delivery Cart, (1) door, 1-compartment, 51"H, enclosed, (10) tray capacity, designed to hold multiple tray sizes (14" x 18", 15" x 20").x room service trays), 5-1/2" spacing, two trays per slide, push handle, fixed panels, (4) 6" BALLOON type casters, 2 swivel with brakes, 2 fixed without brakes, stainless steel construction. NSF | 0 | 0 | Column Missing
396 | 4 | TRAY DELIVERY CART |  | 0 | 0 | Column Missing
397 | 1 | HAND SINK | Hand Sink, wall mounted, 14" wide x 10" front-to-back x 5" deep bowl, 20 gauge 304 stainless steel, with splash mounted gooseneck faucet with wrist blades, basket drain, wall bracket, NSF, cCSAus | 499 | 499 | Column Missing
| 1 |  | P-trap, heavy duty, 1-1/2", 17 gauge | 93.5 | 93.5 | Column Missing
| 1 |  | Welded Side Splash, 12"H (installed height), both sides, for hand sinks with 14" wide x 10" front-to-back bowl, splash mounted faucets | 357.232 | 357.232 | Column Missing
398 | 1 | TRASH RECEPTACLE | Slim Jim® Container, 23 gallon, 22"W x 11"D x 30"H, with venting channels, molded-in handles, general purpose waste, open type without lid, high-impact plastic construction, gray, Made in USA | 47 | 47 | Column Missing
399 | 0 | SpareNo | SpareNo | 0 | 0 | Column Missing
400 | 0 | SpareNo | SpareNo | 0 | 0 | Column Missing
401 | 1 | REACH-IN FREEZER | SPEC SERIES® Freezer, reach-in, -10°F, one-section, (2) stainless steel half doors with locks, cam-lift hinges, digital temperature control, (3) chrome shelves, LED interior lights, stainless steel front & sides, aluminum interior, 5" castors, R290 Hydrocarbon refrigerant, 1/2 HP, 115v/60/1-ph, 6.0 amps, NEMA 5-15P, cULus, UL EPH Classified, Made in USA | 11263.8872 | 11263.8872 | Column Missing
| 1 |  | Note: Due to the continued supply chain issues in the industry all True pricing is tentative based on final production dates. Any units ordered that will be produced on or after October 1st, 2022 may be subject to additional pricing escalators. Please contact your True representative for final lead times. | 0 | 0 | Column Missing
| 1 |  | Warranty - 7 year compressor (self-contained only), please visit www.Truemfg.com for specifics | 0 | 0 | Column Missing
| 1 |  | Warranty - 5 year parts and labor, please visit www.Truemfg.com for specifics | 0 | 0 | Column Missing
| 1 |  | Door hinged right standard | 0 | 0 | Column Missing
| 1 |  | (3) chrome shelves and shelf supports standard per section | 0 | 0 | Column Missing
| 1 |  | 5" castors, set of 4, standard | 0 | 0 | Column Missing
402 | 2 | Mobile Refrigerator Cabinet | Air-Screen Trayline Refrigerated Cabinet, mobile, insulated, bottom-mounted refrigerator, (15) 18"x 26" pans, fixed slides, 3" centers, (1) solid hinged door, stainless steel construction, 6" swivel casters (2 with brakes), 1 HP, cULus, NSF | 9725.02 | 19450.04 | Column Missing
| 2 |  | 1 yr compressor warranty, parts only, labor not included, standard | 0 | 0 | Column Missing
| 2 |  | 120v/60/1-ph, 7.0 amps, NEMA 5-15P, standard | 0 | 0 | Column Missing
403 | 1 | BEVERAGE COUNTER WITH SINK |  | 0 | 0 | Column Missing
404 | 1 | HOT WATER DISPENSER | 02500.0001 HW2 Hot Water Dispenser, 2 gallon capacity, 4.2 gallon/hr capacity, 200° setting, includes drip tray, stainless steel exterior, plumbed, 120v/60/1-ph, 1800w, 15amps, NEMA 5-15P, UL, NSF | 619.38 | 619.38 | Column Missing
| 1 |  | Equipment discount category net prices must be rounded to the nearest dollar | 0 | 0 | Column Missing
405 | 0 | SpareNo | SpareNo | 0 | 0 | Column Missing
406 | 1 | COFFEE BREWER | 20900.0008 Dual® Coffee Brewer, Portable, mechanical thermostat, brews 16.3 gallons per hour capacity, black plastic funnel, 1 batch-size setting, electronic timer & grinder interface, upper hot water faucet, variable water bypass, includes (2) GPR servers (20950.0004), 4" black adjustable legs, stainless steel, 120/208v/60/1-ph, 5990 watts, 28.8 amps, 20-90 psi, 1/4" male NPT, UL, NSF | 0 | 0 | Column Missing
| 1 |  | Equipment discount category net prices must be rounded to the nearest dollar | 0 | 0 | Column Missing
407 | 1 | ICED TEA BREWER | 36700.0059 TB3Q Iced Tea Brewer, 3-gallon capacity single brewer, 26.7 gallon/hour, quick disconnect, SplashGard® funnel, Quickbrew system(dispensers sold separately), 120v/60/1-ph, 1730w, 14.4amps, NEMA 5-15P, cord attached, UL, NSF | 0 | 0 | Column Missing
| 1 |  | Equipment discount category net prices must be rounded to the nearest dollar | 0 | 0 | Column Missing
408 | 1 | SODA AND ICE DISPENSER | BY OS&E | 0 | 0 | Column Missing
409 | 0 | SpareNo | SpareNo | 0 | 0 | Column Missing
410 | 0 | SpareNo | SpareNo | 0 | 0 | Column Missing
411 | 1 | ICE MACHINE | Prodigy Plus® Ice Maker, nugget style, Original Chewable Ice®, water-cooled, self-contained condenser, production capacity up to 455 lb/24 hours at 70°/50° (397 lb AHRI certified at 90°/70°), sealed maintenance-free bearings, AutoAlert™ indicating lights, unit specific QR code, stainless auger and evaporator, one-touch cleaning, stainless steel finish, AgION™ antimicrobial protection, R-404A refrigerant, 115v/60/1-ph, 12.1 amps, NSF, cULus, engineered and assembled in USA | 5545.5 | 5545.5 | Column Missing
| 1 |  | NOTE: Sale of this product must comply with Scotsman's MSRP Policy; contact your Scotsman representative for details | 0 | 0 | Column Missing
| 1 |  | 3 year parts & labor warranties | 0 | 0 | Column Missing
| 1 |  | 5 year parts on compressor | 0 | 0 | Column Missing
| 1 |  | NOTE: Kit(s) required for all modular nugget ice machines placed on a dispenser; contact your Scotsman representative for details | 0 | 0 | Column Missing
412 | 1 | WATER FILTRATION SYSTEM | AquaPatrol™ Plus Water Filtration System, single system, 2.1 gallons per minute max flow, designed for cubers up to 650 lb, and for flakers, nuggets & nugget dispensers up to 1,200 lb, cULus, NSF | 298 | 298 | Column Missing
| 1 |  | NOTE: Sale of this product must comply with Scotsman's MSRP Policy; contact your Scotsman representative for details | 0 | 0 | Column Missing
413 | 1 | TRASH CHUTE |  | 0 | 0 | Column Missing
414 | 1 | TRASH RECEPTACLE | Slim Jim® Container, 23 gallon, 22"W x 11"D x 30"H, with venting channels, molded-in handles, general purpose waste, open type without lid, high-impact plastic construction, gray, Made in USA | 47 | 47 | Column Missing
415 | 0 | SpareNo | SpareNo | 0 | 0 | Column Missing
416 | 1 | TRASH RECEPTACLE | Slim Jim® Container, 23 gallon, 22"W x 11"D x 30"H, with venting channels, molded-in handles, general purpose waste, open type without lid, high-impact plastic construction, gray, Made in USA | 47 | 47 | Column Missing
417 | 1 | HAND SINK | Hand Sink, wall mounted, 14" wide x 10" front-to-back x 5" deep bowl, 20 gauge 304 stainless steel, with splash mounted gooseneck faucet with wrist blades, basket drain, wall bracket, NSF, cCSAus | 371 | 371 | Column Missing
| 1 |  | P-trap, heavy duty, 1-1/2", 17 gauge | 64 | 64 | Column Missing
| 1 |  | Welded Side Splash, 12"H (installed height), both sides, for hand sinks with 14" wide x 10" front-to-back bowl, splash mounted faucets | 244 | 244 | Column Missing
418 | 1 | AIR CURTAIN | Standard Series 2 Air Curtain, for 72" wide door, unheated, UVC/HCP, includes magnetic switch (99-018) and 24v control, galvanized steel cabinet, obsidian black powder coat finish, (2) 1/2 HP motors, 115v/60/1-ph, 1.0 kW, cord & plug, 10.2 amps, cETLus | 2415 | 2415 | Column Missing
419 | 0 | SpareNo | SpareNo | 0 | 0 | Column Missing
420 | 0 | SpareNo | SpareNo | 0 | 0 | Column Missing
414 | 2 | TRAY DELIVERY CART |  | 0 | 0 | Column Missing
421 | 2 | MEAL TRAY DELIVERY CART | Tray Delivery Cart, (1) door, 1-compartment, 51"H, enclosed, (10) tray capacity, designed to hold multiple tray sizes (14" x 18", 15" x 20").x room service trays), 5-1/2" spacing, two trays per slide, push handle, fixed panels, (4) 6" BALLOON type casters, 2 swivel with brakes, 2 fixed without brakes, stainless steel construction. NSF | 0 | 0 | Column Missing
421 | 2 | TRAY DELIVERY CART |  | 0 | 0 | Column Missing
422 | 2 | MEAL TRAY DELIVERY CART | Tray Delivery Cart, (1) door, 1-compartment, 51"H, enclosed, (10) tray capacity, designed to hold multiple tray sizes (14" x 18", 15" x 20").x room service trays), 5-1/2" spacing, two trays per slide, push handle, fixed panels, (4) 6" BALLOON type casters, 2 swivel with brakes, 2 fixed without brakes, stainless steel construction. NSF | 0 | 0 | Column Missing
422 | 2 | TRAY DELIVERY CART |  | 0 | 0 | Column Missing
422 | 1 | Reach-In Freezer | SPEC SERIES® Freezer, reach-in, -10°F, one-section, (2) stainless steel half doors with locks, cam-lift hinges, digital temperature control, (3) chrome shelves, LED interior lights, stainless steel front & sides, aluminum interior, 5" castors, R290 Hydrocarbon refrigerant, 1/2 HP, 115v/60/1-ph, 6.0 amps, NEMA 5-15P, cULus, UL EPH Classified, Made in USA | 11263.8872 | 11263.8872 | Column Missing
| 1 |  | Warranty - 7 year compressor (self-contained only), please visit www.Truemfg.com for specifics | 0 | 0 | Column Missing
| 1 |  | Warranty - 5 year parts & labor, please visit www.Truemfg.com for specifics | 0 | 0 | Column Missing
| 1 |  | Door hinged right standard | 0 | 0 | Column Missing
| 1 |  | (3) chrome shelves & shelf supports standard per section | 0 | 0 | Column Missing
| 1 |  | 5" castors (set of 4), standard | 0 | 0 | Column Missing
423 | 1 | BEVERAGE COUNTER WITH SINK |  | 0 | 0 | Column Missing
424 | 1 | ICE MACHINE | Prodigy Plus® Ice Maker, nugget style, Original Chewable Ice®, water-cooled, self-contained condenser, production capacity up to 455 lb/24 hours at 70°/50° (397 lb AHRI certified at 90°/70°), sealed maintenance-free bearings, AutoAlert™ indicating lights, unit specific QR code, stainless auger and evaporator, one-touch cleaning, stainless steel finish, AgION™ antimicrobial protection, R-404A refrigerant, 115v/60/1-ph, 12.1 amps, NSF, cULus, engineered and assembled in USA | 5545.5 | 5545.5 | Column Missing
| 1 |  | NOTE: Sale of this product must comply with Scotsman's MSRP Policy; contact your Scotsman representative for details | 0 | 0 | Column Missing
| 1 |  | 3 year parts & labor warranties | 0 | 0 | Column Missing
| 1 |  | 5 year parts on compressor | 0 | 0 | Column Missing
| 1 |  | NOTE: Kit(s) required for all modular nugget ice machines placed on a dispenser; contact your Scotsman representative for details | 0 | 0 | Column Missing
425 | 0 | SpareNo | SpareNo | 0 | 0 | Column Missing
426 | 1 | SODA AND ICE DISPENSER | BY OS&E | 0 | 0 | Column Missing
427 | 1 | WATER FILTRATION SYSTEM | AquaPatrol™ Plus Water Filtration System, single system, 2.1 gallons per minute max flow, designed for cubers up to 650 lb, and for flakers, nuggets & nugget dispensers up to 1,200 lb, cULus, NSF | 298 | 298 | Column Missing
| 1 |  | NOTE: Sale of this product must comply with Scotsman's MSRP Policy; contact your Scotsman representative for details | 0 | 0 | Column Missing
428 | 1 | ICED TEA BREWER | 36700.0059 TB3Q Iced Tea Brewer, 3-gallon capacity single brewer, 26.7 gallon/hour, quick disconnect, SplashGard® funnel, Quickbrew system(dispensers sold separately), 120v/60/1-ph, 1730w, 14.4amps, NEMA 5-15P, cord attached, UL, NSF | 0 | 0 | Column Missing
| 1 |  | Equipment discount category net prices must be rounded to the nearest dollar | 0 | 0 | Column Missing
429 | 2 | Mobile Refrigerator Cabinet | Air-Screen Trayline Refrigerated Cabinet, mobile, insulated, bottom-mounted refrigerator, (15) 18"x 26" pans, fixed slides, 3" centers, (1) solid hinged door, stainless steel construction, 6" swivel casters (2 with brakes), 1 HP, cULus, NSF | 9725.02 | 19450.04 | Column Missing
| 2 |  | 1 yr compressor warranty, parts only, labor not included, standard | 0 | 0 | Column Missing
| 2 |  | 120v/60/1-ph, 7.0 amps, NEMA 5-15P, standard | 0 | 0 | Column Missing
430-500 | 0 | SpareNo | SpareNo | 0 | 0 | Column Missing
WARE WASHING AREA
501 | 1 | AIR CURTAIN | Standard Series 2 Air Curtain, for 72" wide door, unheated, UVC/HCP, includes magnetic switch (99-018) and 24v control, galvanized steel cabinet, obsidian black powder coat finish, (2) 1/2 HP motors, 115v/60/1-ph, 1.0 kW, cord & plug, 10.2 amps, cETLus | 2415 | 2415 | Column Missing
502 | 1 | MOP SINK |  | 0 | 0 | Column Missing
503 | 1 | HOSE BIB |  | 0 | 0 | Column Missing
504 | 1 | MOP RACK |  | 0 | 0 | Column Missing
505 | 0 | SpareNo | SpareNo | 0 | 0 | Column Missing
506 | 1 | WALL SHELVING | Shelf, wall-mounted, 24"W x 15"D, 1-5/8" bullnose front edge, 1-1/2"H rear up-turn, 16/304 satin finish stainless steel, NSF | 273 | 273 | Column Missing
| 1 |  | Weld support brackets to wall shelf for 15" deep wall shelves | 116 | 116 | Column Missing
507 | 2 | REVERSE OSMOSIS SYSTEM |  | 0 | 0 | Column Missing
508 | 2 | REVERSE OSMOSIS STORAGE TANK |  | 0 | 0 | Column Missing
509 | 0 | SpareNo | SpareNo | 0 | 0 | Column Missing
510 | 0 | SpareNo | SpareNo | 0 | 0 | Column Missing
511 | 1 | DETERGENT STORAGE SHELVING | Super Adjustable Super Erecta® Starter Shelving Unit, 48"W x 18"D x 74"H, (5) wire shelves, (4) posts, chrome plated finish, KD, NSF | 303 | 303 | Column Missing
512 | 1 | AIR CURTAIN | Standard Series 2 Air Curtain, for 72" wide door, unheated, UVC/HCP, includes magnetic switch (99-018) and 24v control, galvanized steel cabinet, obsidian black powder coat finish, (2) 1/2 HP motors, 115v/60/1-ph, 1.0 kW, cord & plug, 10.2 amps, cETLus | 1820 | 1820 | Column Missing
512 | 0 | SpareNo | SpareNo | 0 | 0 | Column Missing
513 | 1 | HAND SINK | Hand Sink, wall mounted, 14" wide x 10" front-to-back x 5" deep bowl, 20 gauge 304 stainless steel, with splash mounted gooseneck faucet with wrist blades, basket drain, wall bracket, NSF, cCSAus | 371 | 371 | Column Missing
| 1 |  | P-trap, heavy duty, 1-1/2", 17 gauge | 64 | 64 | Column Missing
| 1 |  | Welded Side Splash, 12"H (installed height), both sides, for hand sinks with 14" wide x 10" front-to-back bowl, splash mounted faucets | 244 | 244 | Column Missing
514 | 1 | TRASH RECEPTACLE | Slim Jim® Container, 16 gallon, 22"L x 11"W x 25"H, with venting channels, molded-in handles, general purpose waste, open type without lid, high-impact plastic construction, gray, Made in USA | 37 | 37 | Column Missing
515 | 0 | SpareNo | SpareNo | 0 | 0 | Column Missing
516 | 1 | EYE WASH STATION |  | 0 | 0 | Column Missing
517 | 1 | HOSE REEL CONTROL CABINET | Reel Rinse Control Unit, valves, gauges and connections are completely enclosed within a stainless steel cabinet, dual check backflow preventer, water hammer silencer, 90° panel lock, padlock hasp & finger latch, 1/2" NPT female inlets & outlets | 1614 | 1614 | Column Missing
518 | 1 | SOILED DISH TABLE WITH TROUGH AND BRIDGE |  | 0 | 0 | Column Missing
519 | 0 | SpareNo | SpareNo | 0 | 0 | Column Missing
520 | 0 | SpareNo | SpareNo | 0 | 0 | Column Missing
521 | 1 | DOUBLE SIDED RACK SHELF |  | 2021 | 2021 | Column Missing
522 | 1 | UTENSIL CHUTE |  | 2021 | 2021 | Column Missing
523 | 1 | SILVER Soak Sink | Soak Sink, portable, 20" working height, sink outlet fitted with quick-release drain, 22" x 22" x 8" deep fabricated sink compartment, stainless steel construction, casters, accommodates 19-3/4" x 19-3/4" dishwasher baskets (by others) | 1825 | 1825 | Column Missing
| 1 |  | Corner Bumpers, for mobile, silver soak sinks & mobile mixer stands (set of 4) | 104 | 104 | Column Missing
524 | 1 | Hose Reel | Hose Reel Assembly, ceiling mount, stainless steel covered reel rinse with spray valve, 30 feet of 3/8" ID, 3 ply, 2 braid hose, pressure of 200 psi, 1/2" NPT female inlet | 770 | 770 | Column Missing
525 | 0 | SpareNo | SpareNo | 0 | 0 | Column Missing
525 | 3 | TRAY DELIVERY CART |  | 0 | 0 | Column Missing
526 | 1 | TRASH RECEPTACLE | ProSave® BRUTE® Container, without lid, 20 gallon, 19-1/2"D x 22-7/8"H, round, reinforced rims, built in handles, double rimmed base, high-impact plastic construction, gray, NSF, Made in USA | 23 | 23 | Column Missing
| 1 |  | Brute® Dolly, 18-1/4"D x 6-5/8"H, heavy duty 3" casters, 250 lb. capacity, for 2620, 2632, 2643, 2655, black | 45 | 45 | Column Missing
| 1 | Trash Receptacle Lid / Top | ProSave® Sliding Container Lid, fits container Brute® 2620, 20-3/4" dia. x 5"H, includes 3 cup portioning scoop (9G52), clear rotating sliding door, dishwasher safe, white, NSF, S.O.S. (Special Order Smallwares) product; see SOS document for details | 53 | 53 | Column Missing
527 | 1 | FOOD WASTE COLLECTOR | PowerRinse® Trough (Model PRT™) - Complete Waste Collection System Package. Requires only 1 GPM (3.79 LPM) of fresh water per hour. Pre-rinse and scrapping system with 70 GPM (264.98 LPM) recirculated water flow capability, dry start protection, and adjustable run time. Pre-plumbed and pre-wired base assembly with control, solenoid and pump (requires additional plumbing for trough); integrated air gap; stainless steel mounting tray, base assembly, basket cover, pump housing, 1/4" pump inlet screen, and pump impeller; 1/4" perforated scrap basket with four ergonomic handles; flanged feet; check valves; 2" drain discharge; 1/2" NPT water inlets | 8396.6565 | 8396.6565 | Column Missing
| 1 |  | (1) year On-Site parts & labor warranty from date of installation (standard) | 0 | 0 | Column Missing
| 1 |  | 208/220-240v/60/3-ph | 0 | 0 | Column Missing
528 | 1 | GLASS RACK SHELF |  | 2021 | 2021 | Column Missing
529 | 1 | FLOOR TROUGH AND GRATE |  | 0 | 0 | Column Missing
530 | 0 | SpareNo | SpareNo | 0 | 0 | Column Missing
531 | 1 | DISH MACHINE | Pro Series, 66”W rack conveyor dishwasher, with 22” pre-wash, Vent-less Heat Recovery technology, Proportional Rinse, Progressive anti-jam drive system, top mounted Prodigy series HMI user interface, Proactive maintenance software, 100 gallons per hour with energy sentinel (idle pump shut-off), (209) racks per hour, built-in 70° rise booster, electric tank heat, single-piece hood design, single-piece stainless steel upper & lower wash arms manifolds, internal removable scrap basket & dual-piece scrap screens, 20” standard vertical clearance which accommodate 18” x 26” sheet pans, full 180° opening leak proof insulated hinged access doors, automatic tank fill, door safety switches, leak-proof ball valve drains, lower front & side enclosure panels, stainless steel heavy gauge construction including base & legs, electric tank heat, 2 HP prewash and wash pumps, single point machine & separate booster connection, vent fan control, stainless steel rear manifolds, includes: (2) 20" x 20" peg racks & (1) 20" x 20" flat rack, NSF, CULus, Made in USA (consult factory for price) | 0 | 0 | Column Missing
| 1 |  | REQUIRED Reassembly for Heat Pump: Heat pump will be shipped separate to an authorized service provider (ASA) for reassembly. Dealer is responsible for providing installation site information upon order and giving 3 week’s advanced notice for ASA to meet onsite for reassembly. Dishwasher must be delivered and onsite in the dishroom, near its final installation point prior to ASA arrival. ASA will place the heat pump on the dishwasher and make all internal plumbing and electrical connections. ASA is not responsible for final connections of power and water to the dishwasher, setting it in place, connecting tables, or any other part of the installation. If the dishwasher is already against the wall when ASA arrives, dealer is responsible to remove the dishwasher from the wall and additional trip charges may apply. It is critical you coordinate with Champion Service (1-800-532-8591) before beginning installation of this dish machine. Price of reassembly is good within 60 miles from an Authorized Service Provider. Longer distances will increase the rate. Heat pump will also be invoiced upon shipment of the dishwasher. PRICE IS NET/NET WITH NO FURTHER DISCOUNTS AND REBATES | 2950 | 2950 | Column Missing
| 1 |  | consult factory for options & accessories for this model | 0 | 0 | Column Missing
532 | 1 | CLEAN DISH TABLE |  | 0 | 0 | Column Missing
533 | 1 | GLASS RACK SHELF |  | 2021 | 2021 | Column Missing
534 | 3 | GLASS RACK DISH DOLLY | Dolly, for Cup/Glass Rack, platform design, single stack, designed for 20" x 20" racks, all aluminum construction, with corner bumpers & handle | 484.6846 | 1454.0537 | Column Missing
535 | 0 | SpareNo | SpareNo | 0 | 0 | Column Missing
536 | 1 | HAND SINK | Hand Sink, wall mounted, 14" wide x 10" front-to-back x 5" deep bowl, 20 gauge 304 stainless steel, with splash mounted gooseneck faucet with wrist blades, basket drain, wall bracket, NSF, cCSAus | 371 | 371 | Column Missing
| 1 |  | P-trap, heavy duty, 1-1/2", 17 gauge | 64 | 64 | Column Missing
| 1 |  | Welded Side Splash, 12"H (installed height), both sides, for hand sinks with 14" wide x 10" front-to-back bowl, splash mounted faucets | 244 | 244 | Column Missing
537 | 1 | TRASH RECEPTACLE | Slim Jim® Container, 16 gallon, 22"L x 11"W x 25"H, with venting channels, molded-in handles, general purpose waste, open type without lid, high-impact plastic construction, gray, Made in USA | 37 | 37 | Column Missing
538 | 1 | PLASTIC DOORS | Polar-Pro® Flexible Swinging Door for Walk-In Coolers & Freezers, 30” wide x 108” high, (2) .080” thick clear PVC panels (rated for -20° to 140°F), (2) stainless steel swinging arms and universal mounting brackets, and (2) anti-curl strips | 437 | 437 | Column Missing
539 | 0 | SpareNo | SpareNo | 0 | 0 | Column Missing
540 | 0 | SpareNo | SpareNo | 0 | 0 | Column Missing
541 | 0 | SpareNo | SpareNo | 0 | 0 | Column Missing
542 | 1 | FLOOR TROUGH AND GRATE |  | 0 | 0 | Column Missing
543 | 1 | CAN WASHER | CAN WASHER | 0 | 0 | Column Missing
543 | 0 | SpareNo | SpareNo | 0 | 0 | Column Missing
544 | 1 | HOSE STATION | HOT & COLD WATER | 0 | 0 | Column Missing
545 | 0 | SpareNo | SpareNo | 0 | 0 | Column Missing
546 | 1 | FLOOR TROUGH AND GRATE |  | 0 | 0 | Column Missing
547 | 1 | PLASTIC DOORS | Polar-Pro® Flexible Swinging Door for Walk-In Coolers & Freezers, 30” wide x 108” high, (2) .080” thick clear PVC panels (rated for -20° to 140°F), (2) stainless steel swinging arms and universal mounting brackets, and (2) anti-curl strips | 437 | 437 | Column Missing
548 | 1 | HAND SINK | Hand Sink, wall mounted, 14" wide x 10" front-to-back x 5" deep bowl, 20 gauge 304 stainless steel, with splash mounted gooseneck faucet with wrist blades, basket drain, wall bracket, NSF, cCSAus | 371 | 371 | Column Missing
| 1 |  | P-trap, heavy duty, 1-1/2", 17 gauge | 64 | 64 | Column Missing
| 1 |  | Welded Side Splash, 12"H (installed height), both sides, for hand sinks with 14" wide x 10" front-to-back bowl, splash mounted faucets | 244 | 244 | Column Missing
549 | 0 | SpareNo | SpareNo | 0 | 0 | Column Missing
550 | 0 | SpareNo | SpareNo | 0 | 0 | Column Missing
551 | 1 | TRASH RECEPTACLE | Slim Jim® Container, 16 gallon, 22"L x 11"W x 25"H, with venting channels, molded-in handles, general purpose waste, open type without lid, high-impact plastic construction, gray, Made in USA | 37 | 37 | Column Missing
552 | 6 | Rack Dolly | Dolly, for Cup/Glass Rack, platform design, single stack, designed for 20" x 20" racks, all aluminum construction, with corner bumpers & handle | 354 | 2124 | Column Missing
552 | 0 | SpareNo | SpareNo | 0 | 0 | Column Missing
553 | 4 | BASE AND DOME DRYING RACK | Drying & Storage Cart, holds 50 domes or bases. 1" stainless steel ROUND tubing frame, 5" casters (2 with brakes). INCLUDES 5 WASH REACKS. NSF | 0 | 0 | Column Missing
553 | 0 | SpareNo | SpareNo | 0 | 0 | Column Missing
554 | 3 | Tray Drying / Storage Rack | Tray-Drying Rack, mobile, 3 tray levels, (40) 18" x 26" trays per level, 1.4" angle spacing, heavy duty aluminum construction, (4) 5" platform casters, KD, NSF, Made in USA | 2417.6584 | 7252.9752 | Column Missing
| 3 |  | Lifetime warranty against rust & corrosion, 5 year workmanship and material defects warranty, standard | 0 | 0 | Column Missing
| 3 |  | Caster Lock, for 5" platform caster (pair) | 8 | 24 | Column Missing
555 | 0 | SpareNo | SpareNo | 0 | 0 | Column Missing
556 | 6 | MEAL TRAY DELIVERY CART | Tray Delivery Cart, (1) door, 1-compartment, 51"H, enclosed, (10) tray capacity, designed to hold multiple tray sizes (14" x 18", 15" x 20").x room service trays), 5-1/2" spacing, two trays per slide, push handle, fixed panels, (4) 6" BALLOON type casters, 2 swivel with brakes, 2 fixed without brakes, stainless steel construction. NSF | 0 | 0 | Column Missing
556 | 6 | TRAY DELIVERY CART |  | 0 | 0 | Column Missing
557 | 0 | SpareNo | SpareNo | 0 | 0 | Column Missing
675 | 0 | SpareNo | SpareNo | 0 | 0 | Column Missing
559 | 0 | SpareNo | SpareNo | 0 | 0 | Column Missing
560 | 0 | SpareNo | SpareNo | 0 | 0 | Column Missing
POT AND PAN WASH AREA
561 | 1 | FLOOR TROUGH AND GRATE |  | 0 | 0 | Column Missing
562 | 1 | PLASTIC DOORS | Polar-Pro® Flexible Swinging Door for Walk-In Coolers & Freezers, 30” wide x 108” high, (2) .080” thick clear PVC panels (rated for -20° to 140°F), (2) stainless steel swinging arms and universal mounting brackets, and (2) anti-curl strips | 437 | 437 | Column Missing
563 | 1 | HOSE REEL CONTROL CABINET | Reel Rinse Control Unit, valves, gauges and connections are completely enclosed within a stainless steel cabinet, dual check backflow preventer, water hammer silencer, 90° panel lock, padlock hasp & finger latch, 1/2" NPT female inlets & outlets | 2259.6 | 2259.6 | Column Missing
564 | 1 | POT SINK |  | 0 | 0 | Column Missing
565 | 0 | SpareNo | SpareNo | 0 | 0 | Column Missing
566 | 1 | FOOD WASTE COLLECTOR | PowerRinse® Pot/Pan (Model PRP™) - Complete Waste Collection System Package. Requires only 1 GPM (3.79 LPM) of fresh water per hour. Pre-rinse and scrapping system with 30 GPM (113.56 LPM) recirculated water flow capability, dry start protection, and adjustable run time. Pre-plumbed and pre-wired base assembly with control, solenoid and pump; integrated air gap; stainless steel mounting tray, base assembly, cover, pump housing, 1/4" pump inlet screen, and pump impeller; 1/4" perforated scrap basket with four ergonomic handles; flanged feet; check valves; 2" drain discharge; 1/2" NPT water inlets. | 8396.6565 | 8396.6565 | Column Missing
| 1 |  | 208/220-240v/60/3-ph | 0 | 0 | Column Missing
| 1 |  | Remote start/stop (15533) | 409.5 | 409.5 | Column Missing
567 | 1 | TRASH RECEPTACLE | ProSave® BRUTE® Container, without lid, 20 gallon, 19-1/2"D x 22-7/8"H, round, reinforced rims, built in handles, double rimmed base, high-impact plastic construction, gray, NSF, Made in USA | 23 | 23 | Column Missing
| 1 |  | Brute® Dolly, 18-1/4"D x 6-5/8"H, heavy duty 3" casters, 250 lb. capacity, for 2620, 2632, 2643, 2655, black | 45 | 45 | Column Missing
| 1 | Trash Receptacle Lid / Top | ProSave® Sliding Container Lid, fits container Brute® 2620, 20-3/4" dia. x 5"H, includes 3 cup portioning scoop (9G52), clear rotating sliding door, dishwasher safe, white, NSF, S.O.S. (Special Order Smallwares) product; see SOS document for details | 53 | 53 | Column Missing
568 | 1 | POT SHELF |  | 0 | 0 | Column Missing
569 | 0 | SpareNo | SpareNo | 0 | 0 | Column Missing
570 | 0 | SpareNo | SpareNo | 0 | 0 | Column Missing
571 | 1 | Hose Reel | Hose Reel Assembly, ceiling mount, stainless steel covered reel rinse with spray valve, 30 feet of 3/8" ID, 3 ply, 2 braid hose, pressure of 200 psi, 1/2" NPT female inlet | 770 | 770 | Column Missing
572 | 1 | POT AND PAN WASHER | Pot & Pan Washer, rack type, dual rack, front load design, built-in, 70 degree rise, booster heater, tank heat, 7.5 HP pump motor, jet spray arms, manual controls, external wash down hose with spray nozzle, (1) stainless steel utensil racks with (2) hold down lids, (2) stainless steel inserts for bun/sheet pans, all stainless steel construction | 30335.5624 | 30335.5624 | Column Missing
| 1 |  | 1 year parts & labor warranty, standard | 0 | 0 | Column Missing
| 1 |  | Complimentary factory authorized performance test included, upon equipment start-up. Consult local Champion sales representative for coordination of the start-up. If customer is beyond 60 miles from Champion authorized service agent, consult factory. | 0 | 0 | Column Missing
| 1 |  | Single point electrical connection | 0 | 0 | Column Missing
| 1 |  | Lift door | 0 | 0 | Column Missing
| 1 |  | Electric, standard | 0 | 0 | Column Missing
| 1 |  | Voltage to be determined | 0 | 0 | Column Missing
| 1 |  | Single phase wash pump motor | 1985 | 1985 | Column Missing
| 1 |  | Automatic drain | 1880 | 1880 | Column Missing
| 1 |  | Drain water tempering kit (un-mounted) | 1237.5 | 1237.5 | Column Missing
573 | 1 | CONDENSATE HOOD |  | 2685 | 2685 | Column Missing
574 | 1 | CLEAN POT AND PAN TABLE |  | 0 | 0 | Column Missing
575 | 0 | SpareNo | SpareNo | 0 | 0 | Column Missing
576 | 1 | POT DRYING SHELF |  | 0 | 0 | Column Missing
577 | 1 | FLOOR TROUGH AND GRATE |  | 0 | 0 | Column Missing
578 | 1 | PLASTIC DOORS | Polar-Pro® Flexible Swinging Door for Walk-In Coolers & Freezers, 30” wide x 108” high, (2) .080” thick clear PVC panels (rated for -20° to 140°F), (2) stainless steel swinging arms and universal mounting brackets, and (2) anti-curl strips | 437 | 437 | Column Missing
579 | 0 | SpareNo | SpareNo | 0 | 0 | Column Missing
580 | 0 | SpareNo | SpareNo | 0 | 0 | Column Missing
581 | 3 | POT AND PAN DRYING SHELVING | MetroMax® i Stationary Drying Rack Unit, 48"W x 24"D x 74", 4-tier, includes: (2) shelves, (2) open shelf frames, (4) 74" posts, (2) drop-ins & (1) cutting board/tray drying rack, built in Microban® antimicrobial product protection, NSF | 1001 | 3003 | Column Missing
| 3 |  | Sorting/Drying Pegs, 6", for MetroMax grid shelving, NSF (pack of 8) | 28 | 84 | Column Missing
| 3 |  | SmartWall G3 Storage Basket, 13-3/8"W x 5"D x 7"H, Metroseal 3™ epoxy-coated corrosion-resistant finish with Microban® antimicrobial protection, NSF | 24 | 72 | Column Missing
582 | 1 | HAND SINK | Hand Sink, wall mounted, 14" wide x 10" front-to-back x 5" deep bowl, 20 gauge 304 stainless steel, with splash mounted gooseneck faucet with wrist blades, basket drain, wall bracket, NSF, cCSAus | 371 | 371 | Column Missing
| 1 |  | P-trap, heavy duty, 1-1/2", 17 gauge | 64 | 64 | Column Missing
| 1 |  | Welded Side Splash, 12"H (installed height), both sides, for hand sinks with 14" wide x 10" front-to-back bowl, splash mounted faucets | 244 | 244 | Column Missing
583 | 1 | TRASH RECEPTACLE | Slim Jim® Container, 16 gallon, 22"L x 11"W x 25"H, with venting channels, molded-in handles, general purpose waste, open type without lid, high-impact plastic construction, gray, Made in USA | 37 | 37 | Column Missing
584 | 0 | SpareNo | SpareNo | 0 | 0 | Column Missing
585 | 0 | SpareNo | SpareNo | 0 | 0 | Column Missing
586 | 0 | ROLL-DOWN DOOR | BY GENERAL CONTRACTOR | 0 | 0 | Column Missing
587 | 1 | Air Curtain | Standard Series 2 Air Curtain, for 72" wide door, unheated, UVC/HCP, includes magnetic switch (99-018) and 24v control, galvanized steel cabinet, obsidian black powder coat finish, (2) 1/2 HP motors, 115v/60/1-ph, 1.0 kW, cord & plug, 10.2 amps, cETLus | 2415 | 2415 | Column Missing
587 | 1 | INSECT CONTROL |  | 0 | 0 | Column Missing
588 | 2 | TRASH TRUCK | Tilt Truck, mobile, open top, 1-1/2 cu. yd. capacity (approximately 1200 lb.), molded polyethylene construction, powder coated steel frame, standard duty, black, Made in USA (12 week lead time) | 1513.3585 | 3026.7171 | Column Missing
| 2 |  | Tilt Truck Lid, hinged, for 1-1/2 cu. yd., FG102500, FG102542, FG102600, FG102641, FG106400 and FG106443, black, Made in USA (3 week lead time) | 201.542 | 403.0841 | Column Missing
589 | 1 | Air Curtain | Standard Series 2 Air Curtain, for 72" wide door, unheated, UVC/HCP, includes magnetic switch (99-018) and 24v control, galvanized steel cabinet, obsidian black powder coat finish, (2) 1/2 HP motors, 115v/60/1-ph, 1.0 kW, cord & plug, 10.2 amps, cETLus | 2415 | 2415 | Column Missing
589 | 0 | SpareNo | SpareNo | 0 | 0 | Column Missing
590-600 | 0 | SpareNo | SpareNo | 0 | 0 | Column Missing
SOILED DOCK AREA
601 | 1 | AIR CURTAIN | Standard Series 2 Air Curtain, for 42" wide door, unheated, UVC/HCP, includes magnetic switch (99-018) and 24v control, galvanized steel cabinet, obsidian black powder coat finish, (1) 1/2 HP motor, 115v/60/1-ph, 510 watts, cord & plug, 5.1 amps, cETLus | 1592.5 | 1592.5 | Column Missing
602 | 0 | ROLL-DOWN DOOR | BY GENERAL CONTRACTOR | 0 | 0 | Column Missing
603 | 1 | PLASTIC DOORS | Polar-Pro® Flexible Swinging Door for Walk-In Coolers & Freezers, 30” wide x 108” high, (2) .080” thick clear PVC panels (rated for -20° to 140°F), (2) stainless steel swinging arms and universal mounting brackets, and (2) anti-curl strips | 437 | 437 | Column Missing
604 | 1 | FLOOR TROUGH AND GRATE |  | 0 | 0 | Column Missing
605 | 0 | SpareNo | SpareNo | 0 | 0 | Column Missing
606 | 1 | CAN WASHER | CAN WASHER | 0 | 0 | Column Missing
607 | 1 | HOSE STATION | HOT & COLD WATER | 0 | 0 | Column Missing
608 | 1 | FLOOR TROUGH AND GRATE |  | 0 | 0 | Column Missing
609 | 0 | SpareNo | SpareNo | 0 | 0 | Column Missing
610 | 0 | SpareNo | SpareNo | 0 | 0 | Column Missing
611 | 1 | PLASTIC DOORS | Polar-Pro® Flexible Swinging Door for Walk-In Coolers & Freezers, 30” wide x 108” high, (2) .080” thick clear PVC panels (rated for -20° to 140°F), (2) stainless steel swinging arms and universal mounting brackets, and (2) anti-curl strips | 437 | 437 | Column Missing
612 | 1 | AIR CURTAIN | Standard Series 2 Air Curtain, for 42" wide door, unheated, UVC/HCP, includes magnetic switch (99-018) and 24v control, galvanized steel cabinet, obsidian black powder coat finish, (1) 1/2 HP motor, 115v/60/1-ph, 510 watts, cord & plug, 5.1 amps, cETLus | 1592.5 | 1592.5 | Column Missing
613 | 0 | ROLL-DOWN DOOR | BY GENERAL CONTRACTOR | 0 | 0 | Column Missing
614 | 1 | HAND SINK | Hand Sink, wall mounted, 14" wide x 10" front-to-back x 5" deep bowl, 20 gauge 304 stainless steel, with splash mounted gooseneck faucet with wrist blades, basket drain, wall bracket, NSF, cCSAus | 371 | 371 | Column Missing
| 1 |  | P-trap, heavy duty, 1-1/2", 17 gauge | 64 | 64 | Column Missing
| 1 |  | Welded Side Splash, 12"H (installed height), both sides, for hand sinks with 14" wide x 10" front-to-back bowl, splash mounted faucets | 244 | 244 | Column Missing
615 | 1 | TRASH RECEPTACLE | Slim Jim® Container, 16 gallon, 22"L x 11"W x 25"H, with venting channels, molded-in handles, general purpose waste, open type without lid, high-impact plastic construction, gray, Made in USA | 37 | 37 | Column Missing
616 | 1 | EYE WASH STATION |  | 0 | 0 | Column Missing
617 | 6 | ROLLOUT RECYCLING CONTAINER WITH LID | BRUTE® Roll-Out Container, 50 gallon, 28-1/2" x 23-3/8" x 36-1/2" H, with lid, green, Made in USA | 132.5941 | 795.5648 | Column Missing
618 | 1 | Trash Cooler |  | 21531 | 21531 | Column Missing
619 | 0 | SpareNo | SpareNo | 0 | 0 | Column Missing
620 | 0 | SpareNo | SpareNo | 0 | 0 | Column Missing
621 | 1 | Floor Trough And Grate |  | 1100 | 1100 | Column Missing
622 | 1 | EVAPORATOR COIL |  | 0 | 0 | Column Missing
623 | 4 | TRASH RECEPTACLE | ProSave® BRUTE® Container, without lid, 20 gallon, 19-1/2"D x 22-7/8"H, round, reinforced rims, built in handles, double rimmed base, high-impact plastic construction, gray, NSF, Made in USA | 23 | 92 | Column Missing
| 4 |  | Brute® Dolly, 18-1/4"D x 6-5/8"H, heavy duty 3" casters, 250 lb. capacity, for 2620, 2632, 2643, 2655, black | 45 | 180 | Column Missing
| 4 | Trash Receptacle Lid / Top | ProSave® Sliding Container Lid, fits container Brute® 2620, 20-3/4" dia. x 5"H, includes 3 cup portioning scoop (9G52), clear rotating sliding door, dishwasher safe, white, NSF, S.O.S. (Special Order Smallwares) product; see SOS document for details | 53 | 212 | Column Missing
624 | 1 | INSECT CONTROL |  | 0 | 0 | Column Missing
625 | 0 | SpareNo | SpareNo | 0 | 0 | Column Missing
626 | 0 | Mop Sink | By General Contractor | 0 | 0 | Column Missing
627 | 0 | Hose Bibb | By General Contractor | 0 | 0 | Column Missing
628 | 0 | Mop Rack | By General Contractor | 0 | 0 | Column Missing
629 | 0 | SpareNo | SpareNo | 0 | 0 | Column Missing
630 | 0 | SpareNo | SpareNo | 0 | 0 | Column Missing
631 | 1 | Wall Shelf |  | 0 | 0 | Column Missing
632 | 1 | DETERGENT STORAGE SHELVING - FIXED, FIVE TIER | Super Adjustable Super Erecta® Starter Shelving Unit, 48"W x 18"D x 74"H, (5) wire shelves, (4) posts, chrome plated finish, KD, NSF | 303 | 303 | Column Missing
633 | 0 | USED OIL CONTAINER | BY VENDOR | 0 | 0 | Column Missing
634 | 0 | SpareNo | SpareNo | 0 | 0 | Column Missing
635-700 | 0 | SpareNo | SpareNo | 0 | 0 | Column Missing
CAFE PANTRY AREA
701 | 1 | AIR CURTAIN | Standard Series 2 Air Curtain, for 42" wide door, unheated, UVC/HCP, includes magnetic switch (99-018) and 24v control, galvanized steel cabinet, obsidian black powder coat finish, (1) 1/2 HP motor, 115v/60/1-ph, 510 watts, cord & plug, 5.1 amps, cETLus | 1592.5 | 1592.5 | Column Missing
702 | 1 | UTILITY BUSSING CART | Utility Cart, 3-shelf with 27"W x 17-1/2"D x 35-3/4"H, shelf size 24"W x 15-1/2"D, stainless steel tubular U-frame, 20 gauge stainless steel shelves with reinforced edges, 500 lb. capacity, 9-1/2" shelf clearance, push handle on each short side, 4" swivel casters, NSF (ships fully assembled), Made in USA | 822 | 822 | Column Missing
| 1 |  | Casters, 4", all swivel, standard | 0 | 0 | Column Missing
703 | 1 | EYE WASH STATION |  | 0 | 0 | Column Missing
704 | 1 | TRASH RECEPTACLE | Slim Jim® Container, 16 gallon, 22"L x 11"W x 25"H, with venting channels, molded-in handles, general purpose waste, open type without lid, high-impact plastic construction, gray, Made in USA | 37 | 37 | Column Missing
705 | 0 | SpareNo | SpareNo | 0 | 0 | Column Missing
706 | 1 | HAND SINK | Hand Sink, wall mounted, 14" wide x 10" front-to-back x 5" deep bowl, 20 gauge 304 stainless steel, with splash mounted gooseneck faucet with wrist blades, basket drain, wall bracket, NSF, cCSAus | 371 | 371 | Column Missing
| 1 |  | P-trap, heavy duty, 1-1/2", 17 gauge | 64 | 64 | Column Missing
| 1 |  | Welded Side Splash, 12"H (installed height), both sides, for hand sinks with 14" wide x 10" front-to-back bowl, splash mounted faucets | 244 | 244 | Column Missing
707 | 1 | MOP SINK CABINET | Cabinet with Mop Sink, 25-3/16"W x 22-3/4"D x 84"H, mop sink base with drain (bowl 16” x 20” x 12”), left hinged door, (2) mop holders, (1) fixed intermediate shelf, slotted side panels for ventilation, 16/304 series stainless steel sink bowl, 18/304 series stainless steel sink bowl apron, 18/300 series stainless steel cabinet, NSF (right hinged door available on request) | 5856.7332 | 5856.7332 | Column Missing
| 1 |  | Service Sink Faucet, wall mount, 8" OC, 6-1/2" spout, with hose thread & pail hook, vacuum breaker spout, wall braced, chrome-plated brass | 483.5507 | 483.5507 | Column Missing
708 | 1 | POT SINK |  | 0 | 0 | Column Missing
709 | 0 | SpareNo | SpareNo | 0 | 0 | Column Missing
710 | 0 | SpareNo | SpareNo | 0 | 0 | Column Missing
711 | 1 | TRASH RECEPTACLE | ProSave® BRUTE® Container, without lid, 20 gallon, 19-1/2"D x 22-7/8"H, round, reinforced rims, built in handles, double rimmed base, high-impact plastic construction, gray, NSF, Made in USA | 23 | 23 | Column Missing
| 1 |  | Brute® Dolly, 18-1/4"D x 6-5/8"H, heavy duty 3" casters, 250 lb. capacity, for 2620, 2632, 2643, 2655, black | 45 | 45 | Column Missing
| 1 | Trash Receptacle Lid / Top | ProSave® Sliding Container Lid, fits container Brute® 2620, 20-3/4" dia. x 5"H, includes 3 cup portioning scoop (9G52), clear rotating sliding door, dishwasher safe, white, NSF, S.O.S. (Special Order Smallwares) product; see SOS document for details | 53 | 53 | Column Missing
712 | 1 | POT SHELF |  | 0 | 0 | Column Missing
713 | 1 | CLEAN DISH TABLE |  | 0 | 0 | Column Missing
714 | 1 | GLASS RACK SHELF |  | 2021 | 2021 | Column Missing
715 | 0 | SpareNo | SpareNo | 0 | 0 | Column Missing
716 | 1 | DISH MACHINE | Genesis Dishwasher, door type, extended hood (27" opening for trays), ventless heat recovery, high temperature sanitizing with built-in stainless steel electric booster for (40°-70° rise), (40) racks/hour capacity, auto start, single point electrical connection, door interlock switch, on-board service diagnostics, Rinse Sentry feature, auto-fill, detergent & chemical connections, interchangeable upper & lower spray arms, automatic drain valve, vent fan control, bottom mounted HMI controls, mounted water PRV, stainless steel construction, electric tank heat, peg rack, flat rack, 2 HP self draining pump, NSF, cULus, ENERGY STAR® | 23859.5 | 23859.5 | Column Missing
| 1 |  | Fuel Surcharge | 50 | 50 | Column Missing
| 1 |  | 1 year parts & labor warranty, standard | 0 | 0 | Column Missing
| 1 |  | Complimentary factory authorized performance test included, upon equipment start-up. Consult local Champion sales representative for coordination of the start-up. If customer is beyond 60 miles from Champion authorized service agent, consult factory. | 0 | 0 | Column Missing
| 1 |  | Single-point electrical connection, standard | 0 | 0 | Column Missing
| 1 |  | Voltage to be specified | 0 | 0 | Column Missing
| 1 |  | Straight-through design application | 0 | 0 | Column Missing
717 | 1 | SOILED DISH TABLE |  | 0 | 0 | Column Missing
718 | 1 | FOOD WASTE COLLECTOR | PowerRinse® Trough (Model PRT™) - Complete Waste Collection System Package. Requires only 1 GPM (3.79 LPM) of fresh water per hour. Pre-rinse and scrapping system with 70 GPM (264.98 LPM) recirculated water flow capability, dry start protection, and adjustable run time. Pre-plumbed and pre-wired base assembly with control, solenoid and pump (requires additional plumbing for trough); integrated air gap; stainless steel mounting tray, base assembly, basket cover, pump housing, 1/4" pump inlet screen, and pump impeller; 1/4" perforated scrap basket with four ergonomic handles; flanged feet; check valves; 2" drain discharge; 1/2" NPT water inlets | 8396.6565 | 8396.6565 | Column Missing
| 1 |  | (1) year On-Site parts & labor warranty from date of installation (standard) | 0 | 0 | Column Missing
| 1 |  | 208/220-240v/60/3-ph | 0 | 0 | Column Missing
719 | 0 | SpareNo | SpareNo | 0 | 0 | Column Missing
720 | 0 | SpareNo | SpareNo | 0 | 0 | Column Missing
721 | 1 | PRE-RINSE UNIT | Pre-Rinse Unit, spring style, backsplash mount, 8" centers, 16" riser, 36" hose, 1.15 GPM Ultra-Spray™ PLUS spray valve with built-in spray handle clip & dish guard bumper, lever handles with color coded indexes, add-on faucet with 10" swing spout, includes wall bracket, 1/2" NPT male inlets, brass, ADA Compliant | 310 | 310 | Column Missing
722 | 1 | TRASH RECEPTACLE | ProSave® BRUTE® Container, without lid, 20 gallon, 19-1/2"D x 22-7/8"H, round, reinforced rims, built in handles, double rimmed base, high-impact plastic construction, gray, NSF, Made in USA | 23 | 23 | Column Missing
| 1 |  | Brute® Dolly, 18-1/4"D x 6-5/8"H, heavy duty 3" casters, 250 lb. capacity, for 2620, 2632, 2643, 2655, black | 45 | 45 | Column Missing
| 1 | Trash Receptacle Lid / Top | ProSave® Sliding Container Lid, fits container Brute® 2620, 20-3/4" dia. x 5"H, includes 3 cup portioning scoop (9G52), clear rotating sliding door, dishwasher safe, white, NSF, S.O.S. (Special Order Smallwares) product; see SOS document for details | 53 | 53 | Column Missing
723 | 1 | DOUBLE SIDED RACK SHELF |  | 2021 | 2021 | Column Missing
724 | 1 | AIR CURTAIN | Standard Series 2 Air Curtain, for 42" wide door, unheated, UVC/HCP, includes magnetic switch (99-018) and 24v control, galvanized steel cabinet, obsidian black powder coat finish, (1) 1/2 HP motor, 115v/60/1-ph, 510 watts, cord & plug, 5.1 amps, cETLus | 1592.5 | 1592.5 | Column Missing
725 | 0 | SpareNo | SpareNo | 0 | 0 | Column Missing
726 | 1 | ROLL-IN TRASH REFRIGERATOR | SPEC SERIES® Refrigerator, roll-in, (2) stainless steel doors with locks, cam-lift hinges, digital temperature control, incandescent interior lighting, stainless steel ramps, stainless steel front & sides, aluminum interior, 1/2 HP, 115v/60/1-ph, 11.8 amps, NEMA 5-15P, (accommodates 27"W x 29"D x 66"H carts, NOT included), cULus, UL EPH Classified, Made in USA | 14634 | 14634 | Column Missing
| 1 |  | Note: Due to the continued supply chain issues in the industry all True pricing is tentative based on final production dates. Any units ordered that will be produced on or after October 1st, 2022 may be subject to additional pricing escalators. Please contact your True representative for final lead times. | 0 | 0 | Column Missing
| 1 |  | Warranty - 3 year parts and labor, please visit www.Truemfg.com for specifics | 0 | 0 | Column Missing
| 1 |  | Warranty - 5 year compressor (self-contained only), please visit www.Truemfg.com for specifics | 0 | 0 | Column Missing
| 1 |  | Left door hinged left, right door hinged right standard | 0 | 0 | Column Missing
727 | 1 | TRASH RECEPTACLE | ProSave® BRUTE® Container, without lid, 20 gallon, 19-1/2"D x 22-7/8"H, round, reinforced rims, built in handles, double rimmed base, high-impact plastic construction, gray, NSF, Made in USA | 23 | 23 | Column Missing
| 1 |  | Brute® Dolly, 18-1/4"D x 6-5/8"H, heavy duty 3" casters, 250 lb. capacity, for 2620, 2632, 2643, 2655, black | 45 | 45 | Column Missing
| 1 | Trash Receptacle Lid / Top | ProSave® Sliding Container Lid, fits container Brute® 2620, 20-3/4" dia. x 5"H, includes 3 cup portioning scoop (9G52), clear rotating sliding door, dishwasher safe, white, NSF, S.O.S. (Special Order Smallwares) product; see SOS document for details | 53 | 53 | Column Missing
728 | 1 | ICE MACHINE | Prodigy Plus® Ice Maker, cube style, air-cooled, self-contained condenser, production capacity up to 792 lb/24 hours at 70°/50°, small cube size, AutoAlert™ indicating lights, WaterSense adjustable purge control, one-touch cleaning, harvest assist, front facing removable air filter, unit specific QR code, stainless steel finish, AgION™ antimicrobial protection, 230v/50/1-ph, CE, NSF, engineered and assembled in USA (Export Model, 50hz version) | 6766 | 6766 | Column Missing
| 1 |  | NOTE: Sale of this product must comply with Scotsman's MSRP Policy; contact your Scotsman representative for details | 0 | 0 | Column Missing
| 1 |  | 3 year parts & labor warranties (Warranty valid in North, South, Central America & The Caribbean for commercial installations) | 0 | 0 | Column Missing
| 1 |  | 5 year parts & labor warranties on Evaporator (Warranty valid in North, South, Central America & The Caribbean for commercial installations) | 0 | 0 | Column Missing
| 1 |  | 5 year parts on compressor & condenser (Warranty valid in North, South, Central America & The Caribbean for commercial installations) | 0 | 0 | Column Missing
728 | 1 | ICE MACHINE | Prodigy Plus® Ice Maker, cube style, water-cooled, self-contained condenser, production capacity up to 924 lb/24 hours at 70°/50° (832 lb AHRI certified at 90°/70°), medium cube size, AutoAlert™ indicating lights, WaterSense adjustable purge control, one-touch cleaning, harvest assist, unit specific QR code, stainless steel finish, AgION™ antimicrobial protection, 208-230v/60/1-ph, 9.0 amps, cULus, NSF, CE, engineered and assembled in USA (Discontinued 01/01/2023, verify availability with distributor) | 6944 | 6944 | Column Missing
| 1 |  | NOTE: Sale of this product must comply with Scotsman's MSRP Policy; contact your Scotsman representative for details | 0 | 0 | Column Missing
| 1 |  | 3 year parts & labor warranties | 0 | 0 | Column Missing
| 1 |  | 5 year parts & labor warranties on Evaporator | 0 | 0 | Column Missing
| 1 |  | 5 year parts on compressor & condenser | 0 | 0 | Column Missing
729 | 0 | SpareNo | SpareNo | 0 | 0 | Column Missing
730 | 0 | SpareNo | SpareNo | 0 | 0 | Column Missing
731 | 1 | ICE BIN | Ice Bin, top-hinged front-opening door, 893 lb application capacity, for top-mounted ice maker, 48" width, metallic finish exterior, toolless removable baffle, polyurethane insulation, polyethylene liner, includes 6" legs, NSF, engineered and assembled in USA | 2325.5249 | 2325.5249 | Column Missing
| 1 |  | NOTE: Sale of this product must comply with Scotsman's MSRP Policy; contact your Scotsman representative for details | 0 | 0 | Column Missing
| 1 |  | 3 year parts & labor warranties | 0 | 0 | Column Missing
732 | 1 | Floor Trough And Grate |  | 1100 | 1100 | Column Missing
733 | 1 | WATER FILTRATION SYSTEM | AquaPatrol™ Plus Water Filtration System, double system, 4.2 gallons per minute max flow, designed for cubers over 650 lb and up to 1,200 lb, and for flakers and nuggets over 1,200 lb, cULus, NSF | 539.5 | 539.5 | Column Missing
| 1 |  | NOTE: Sale of this product must comply with Scotsman's MSRP Policy; contact your Scotsman representative for details | 0 | 0 | Column Missing
734 | 4 | DRY STORAGE SHELVING | Super Erecta® Shelf, wire, 48"W x 18"D, plastic split sleeves are included in each carton, Metroseal 3™ epoxy-coated corrosion-resistant finish with Microban® antimicrobial protection, NSF | 385 | 1540 | Column Missing
735 | 0 | SpareNo | SpareNo | 0 | 0 | Column Missing
736 | 1 | CAFE COOLER |  | 0 | 0 | Column Missing
737 | 1 | Floor Trough And Grate |  | 0 | 0 | Column Missing
738 | 1 | EVAPORATOR COIL |  | 0 | 0 | Column Missing
739 | 0 | SpareNo | SpareNo | 0 | 0 | Column Missing
740 | 0 | SpareNo | SpareNo | 0 | 0 | Column Missing
741 | 5 | COOLER STORAGE SHELVING | Super Erecta® Shelf, wire, 48"W x 18"D, plastic split sleeves are included in each carton, Metroseal 3™ epoxy-coated corrosion-resistant finish with Microban® antimicrobial protection, NSF | 385 | 1925 | Column Missing
742 | 1 | TRAY AND TRASH DROP COUNTER |  | 0 | 0 | Column Missing
743 | 2 | TRASH CHUTE |  | 0 | 0 | Column Missing
743 | 2 | TRASH RECEPTACLE | ProSave® BRUTE® Container, without lid, 20 gallon, 19-1/2"D x 22-7/8"H, round, reinforced rims, built in handles, double rimmed base, high-impact plastic construction, gray, NSF, Made in USA | 23 | 46 | Column Missing
| 2 |  | Brute® Dolly, 18-1/4"D x 6-5/8"H, heavy duty 3" casters, 250 lb. capacity, for 2620, 2632, 2643, 2655, black | 45 | 90 | Column Missing
| 2 | Trash Receptacle Lid / Top | ProSave® Sliding Container Lid, fits container Brute® 2620, 20-3/4" dia. x 5"H, includes 3 cup portioning scoop (9G52), clear rotating sliding door, dishwasher safe, white, NSF, S.O.S. (Special Order Smallwares) product; see SOS document for details | 53 | 106 | Column Missing
744 | 0 | SpareNo | SpareNo | 0 | 0 | Column Missing
745 | 0 | SpareNo | SpareNo | 0 | 0 | Column Missing
746 | 2 | CO2 TANK | BY VENDOR | 0 | 0 | Column Missing
747 | 1 | SODA SYSTEM AND RACK | BY VENDOR | 0 | 0 | Column Missing
748 | 0 | SpareNo | SpareNo | 0 | 0 | Column Missing
749 | 0 | SpareNo | SpareNo | 0 | 0 | Column Missing
750 | 0 | SpareNo | SpareNo | 0 | 0 | Column Missing
SERVERY AREA
751 | 1 | AIR CURTAIN | Standard Series 2 Air Curtain, for 42" wide door, unheated, UVC/HCP, includes magnetic switch (99-018) and 24v control, galvanized steel cabinet, obsidian black powder coat finish, (1) 1/2 HP motor, 115v/60/1-ph, 510 watts, cord & plug, 5.1 amps, cETLus | 1592.5 | 1592.5 | Column Missing
752 | 1 | REFRIGERATED PIZZA PREPERATION TABLE | Pizza Prep, 33 - 41°F pan rail, stainless steel cover, 19-1/2"D cutting board, (1) door, (2) PVC coated adjustable wire shelves, includes: (6) 1/3 size clear polycarbonate insert pans (top), stainless steel front, top & sides, aluminum interior with stainless steel floor, 5" castors, front breathing, R290 Hydrocarbon refrigerant, 1/4 HP, 115v/60/1-ph, 3.9 amps, NEMA 5-15P, UL EPH Classified, cULus, CE, Made in USA | 6683.5 | 6683.5 | Column Missing
| 1 |  | Note: Due to the continued supply chain issues in the industry all True pricing is tentative based on final production dates. Any units ordered that will be produced on or after October 1st, 2022 may be subject to additional pricing escalators. Please contact your True representative for final lead times. | 0 | 0 | Column Missing
| 1 |  | Self-contained refrigeration standard | 0 | 0 | Column Missing
| 1 |  | Warranty - 7 year compressor (self-contained only), please visit www.Truemfg.com for specifics | 0 | 0 | Column Missing
| 1 |  | Warranty - 5 year parts and labor, please visit www.Truemfg.com for specifics | 0 | 0 | Column Missing
| 1 |  | 5" Castors, standard | 0 | 0 | Column Missing
753 | 1 | BACK PREPARATION COUNTER |  | 0 | 0 | Column Missing
754 | 1 | UNDER COUNTER FREEZER | Undercounter Freezer, 34" working height, -10°F, (2) stainless steel doors, (4) PVC coated adjustable wire shelves, stainless steel top & sides, clear coated aluminum interior with stainless steel floor, 3" castors, R290 Hydrocarbon refrigerant, 1/2 HP, 115v/60/1-ph, 3.2 amps, NEMA 5-15P, cULus, UL EPH Classified, ADA Compliant, Made in USA, ENERGY STAR® | 6239 | 6239 | Column Missing
| 1 |  | Note: Due to the continued supply chain issues in the industry all True pricing is tentative based on final production dates. Any units ordered that will be produced on or after October 1st, 2022 may be subject to additional pricing escalators. Please contact your True representative for final lead times. | 0 | 0 | Column Missing
| 1 |  | Self-contained refrigeration standard | 0 | 0 | Column Missing
| 1 |  | Warranty - 7 year compressor (self-contained only), please visit www.Truemfg.com for specifics | 0 | 0 | Column Missing
| 1 |  | Warranty - 5 year parts and labor, please visit www.Truemfg.com for specifics | 0 | 0 | Column Missing
755 | 0 | SpareNo | SpareNo | 0 | 0 | Column Missing
756 | 1 | CONVEYOR PIZZA OVEN | High h Conveyor 1618™ Conveyor Oven, Rapid Cook, electric, countertop, single deck, 36" conveyor length, 16” wide by 18” length cook chamber, variable speed motor, idle mode, built-in self diagnostics, smart voltage sensor technology, cool to touch covers and panels, stainless steel front, top, sides and back, stainless steel interior, cULus, CE, UL EPH Classified, ANSI/NSF 4, TUV (standard) | 9468 | 9468 | Column Missing
| 1 |  | All items FOB: Carrollton, Texas: Consumable/accessory orders less than $5,000 will incur a handling fee. Orders shipping standard ground will incur a $15.00 handling fee. Orders shipping other than standard ground will incur $25.00 handling fee | 0 | 0 | Column Missing
| 1 |  | One year parts and labor warranty | 0 | 0 | Column Missing
| 1 |  | 208/240v/50/60/1-ph, 37.0amps, 6 foot cord (nominal), NEMA 6-50P, standard | 0 | 0 | Column Missing
756 | 2 | DOUBLE CONVEYOR PIZZA OVEN | C1400 Precision Impingement Conveyor Oven, ventless, rapid cook, countertop, 14-3/5” wide belt, 17" cook chamber, touch screen display, built-in self-diagnostics, USB menu upload, smart voltage sensor technology, cool to touch 430 stainless steel exterior, 304 stainless steel interior, 4” adjustable legs, cULus, UL EPH, Made in USA | 9165 | 18330 | Column Missing
| 1 |  | NOTE: Sale of this product must comply with Ovention's Minimum Advertised Price (MAP) Policy, consult order acknowledgment for details. | 0 | 0 | Column Missing
| 2 |  | (1) Year parts & labor warranty, standard | 0 | 0 | Column Missing
| 2 |  | 208-240v/60/1-ph, 41.0-45.0 amps, 11.4kW, UL, cord & NEMA 6-50P, standard | 0 | 0 | Column Missing
| 2 |  | Front mounted touchscreen control - standard | 0 | 0 | Column Missing
| 2 |  | Stacking Kit for any combination of (3) S1200 or C1400 | 106 | 212 | Column Missing
757 | 1 | RECESSED CUTTING BOARD |  | 0 | 0 | Column Missing
758 | 1 | SWING DOOR |  | 0 | 0 | Column Missing
759 | 1 | SERVICE COUNTER WITH TRAY SLIDE |  | 0 | 0 | Column Missing
760 | 0 | SpareNo | SpareNo | 0 | 0 | Column Missing
760 | 1 | LOAD CENTER |  | 0 | 0 | Column Missing
761 | 1 | RECESSED TRAY PICK-UP |  | 0 | 0 | Column Missing
762 | 7 | SILVERWARE BIN |  | 0 | 0 | Column Missing
763 | 1 | DROP-IN HEATED SHELF | Glo-Ray® Drop In Heated Shelf with Recessed Top, 37-1/2" x 17", 1/2" deep recessed surface area, hardcoat aluminum top, control thermostat, illuminated on/off switch & mounting bracket, NSF, cUL, UL, UL EPH Classified, ANSI/NSF 4, CSA | 1042.5 | 1042.5 | Column Missing
| 1 |  | NOTE: Sale of this product must comply with Hatco's Minimum Resale Price Policy; consult order acknowledgement for details | 0 | 0 | Column Missing
| 1 |  | NOTE: Includes 24/7 parts & service assistance, call 800-558-0607 | 0 | 0 | Column Missing
| 1 |  | 1-Yr Warranty on Blanket Heating Elements against burnout, standard | 0 | 0 | Column Missing
| 1 |  | 120v/60/1-ph, 590 watts, 4.9 amps, NEMA 5-15P (Domestic voltage), standard | 0 | 0 | Column Missing
| 1 |  | NOTE: Recommended for use in metallic countertop, verify that the material is suitable for temperatures up to 200 degree F | 0 | 0 | Column Missing
| 1 |  | Thermostat control with lighted rocker switch (Available at time of purchase only), standard | 0 | 0 | Column Missing
764 | 1 | SNEEZE GUARD | ZGuard® Food Shield, single, self-service, fully adjustable, 20-1/2" height, 14" wide tempered glass top & lower sneeze guard, 1" diameter tubing double supports, cULus (Contact factory for price) | 0 | 0 | Column Missing
| 1 |  | Slimline Light, 1-1/2" x 1-3/8", (specify length), cULus, NSF (contact factory for price) | 0 | 0 | Column Missing
| 1 |  | Lamp type to be specified | 0 | 0 | Column Missing
| 1 |  | Remote Infinite, standard | 0 | 0 | Column Missing
| 1 |  | Wiring exit point to be specified | 0 | 0 | Column Missing
| 1 |  | Finish to be specified | 0 | 0 | Column Missing
| 1 |  | Tubing to be specified (NOTE: aluminum may be used only on above counter mounts) | 0 | 0 | Column Missing
| 1 |  | Finish to be specified | 0 | 0 | Column Missing
| 1 |  | 1" radius corner, standard | 0 | 0 | Column Missing
765 | 0 | SpareNo | SpareNo | 0 | 0 | Column Missing
766 | 1 | FOOD WARMER | Glo-Ray® Narrow Max Infrared Strip Heater, 36" L, tubular metal heater rod, single heater rod housing, stainless steel housing with angle mounting bracket, 1000 watts, cULus, UL EPH Classified, Made in USA | 320.0884 | 320.0884 | Column Missing
| 1 |  | NOTE: Sale of this product must comply with Hatco's Minimum Resale Price Policy; consult order acknowledgement for details | 0 | 0 | Column Missing
| 1 |  | NOTE: Includes 24/7 parts & service assistance, call 800-558-0607 | 0 | 0 | Column Missing
| 1 |  | One year on-site parts & labor warranty, plus one additional year parts only warranty on all Glo-Ray metal sheathed elements | 0 | 0 | Column Missing
| 1 |  | 120v/60/1-ph | 0 | 0 | Column Missing
| 1 |  | No control included, requires selection of RMB2 control box | 0 | 0 | Column Missing
| 1 |  | NOTE: If the current rating is under 20 amps. then select an RMB2-1R & RMB3-1R, if the current rating is between 20 & 40 amps select the RMB2-2R & RMB3-2R, RMB2-2R has (2) 20 amp outputs & RMB3-2R has (2) 15 amp outlets | 0 | 0 | Column Missing
| 1 |  | NOTE: Requires selection of RMB2 control | 0 | 0 | Column Missing
767 | 1 | HEATED DECK | Glo-Ray® Drop In Heated Shelf with Recessed Top, 37-1/2" x 17", 1/2" deep recessed surface area, hardcoat aluminum top, control thermostat, illuminated on/off switch & mounting bracket, NSF, cUL, UL, UL EPH Classified, ANSI/NSF 4, CSA | 783 | 783 | Column Missing
| 1 |  | NOTE: Sale of this product must comply with Hatco's Minimum Resale Price Policy; consult order acknowledgement for details | 0 | 0 | Column Missing
| 1 |  | NOTE: Includes 24/7 parts & service assistance, call 800-558-0607 | 0 | 0 | Column Missing
| 1 |  | 1-Yr Warranty on Blanket Heating Elements against burnout, standard | 0 | 0 | Column Missing
| 1 |  | 120v/60/1-ph, 590 watts, 4.9 amps, NEMA 5-15P (Domestic voltage), standard | 0 | 0 | Column Missing
| 1 |  | NOTE: Recommended for use in metallic countertop, verify that the material is suitable for temperatures up to 200 degree F | 0 | 0 | Column Missing
| 1 |  | Thermostat control with lighted rocker switch (Available at time of purchase only), standard | 0 | 0 | Column Missing
767 | 0 | SpareNo | SpareNo | 0 | 0 | Column Missing
768 | 1 | SNEEZE GUARD | ZGuard® Food Shield, single, self-service, fully adjustable, 20-1/2" height, 14" wide tempered glass top & lower sneeze guard, 1" diameter tubing double supports, cULus (Contact factory for price) | 0 | 0 | Column Missing
| 1 |  | Slimline Light, 1-1/2" x 1-3/8", (specify length), cULus, NSF (contact factory for price) | 0 | 0 | Column Missing
| 1 |  | Lamp type to be specified | 0 | 0 | Column Missing
| 1 |  | Remote Infinite, standard | 0 | 0 | Column Missing
| 1 |  | Wiring exit point to be specified | 0 | 0 | Column Missing
| 1 |  | Finish to be specified | 0 | 0 | Column Missing
| 1 |  | Tubing to be specified (NOTE: aluminum may be used only on above counter mounts) | 0 | 0 | Column Missing
| 1 |  | Finish to be specified | 0 | 0 | Column Missing
| 1 |  | 1" radius corner, standard | 0 | 0 | Column Missing
768 | 0 | SpareNo | SpareNo | 0 | 0 | Column Missing
769 | 0 | SpareNo | SpareNo | 0 | 0 | Column Missing
770 | 0 | SpareNo | SpareNo | 0 | 0 | Column Missing
771 | 1 | FOOD WARMER | Glo-Ray® Narrow Max Infrared Strip Heater, 36" L, tubular metal heater rod, single heater rod housing, stainless steel housing with angle mounting bracket, 1000 watts, cULus, UL EPH Classified, Made in USA | 272 | 272 | Column Missing
| 1 |  | NOTE: Sale of this product must comply with Hatco's Minimum Resale Price Policy; consult order acknowledgement for details | 0 | 0 | Column Missing
| 1 |  | NOTE: Includes 24/7 parts & service assistance, call 800-558-0607 | 0 | 0 | Column Missing
| 1 |  | One year on-site parts & labor warranty, plus one additional year parts only warranty on all Glo-Ray metal sheathed elements | 0 | 0 | Column Missing
| 1 |  | 120v/60/1-ph | 0 | 0 | Column Missing
| 1 |  | No control included, requires selection of RMB2 control box | 0 | 0 | Column Missing
| 1 |  | NOTE: If the current rating is under 20 amps. then select an RMB2-1R & RMB3-1R, if the current rating is between 20 & 40 amps select the RMB2-2R & RMB3-2R, RMB2-2R has (2) 20 amp outputs & RMB3-2R has (2) 15 amp outlets | 0 | 0 | Column Missing
| 1 |  | NOTE: Requires selection of RMB2 control | 0 | 0 | Column Missing
771 | 0 | SpareNo | SpareNo | 0 | 0 | Column Missing
772 | 1 | REFRIGERATED COLD WELL | Cold Food Well Unit, drop-in, self-contained refrigeration, (5) 12" x 20" pan capacity, on/off switch with individual thermostatic controls, insulated pan, 1" drain, stainless steel inner liner, top & flange, steel exterior body, R-404A refrigerant, 1/2 HP, 115v/60/1-ph, 6.4 amps, NEMA 5-15P, NSF, cULus | 9539.5425 | 9539.5425 | Column Missing
| 1 |  | Note: Must specify voltage and phase | 0 | 0 | Column Missing
| 1 |  | Warranty; 1 year parts and labor, standard | 0 | 0 | Column Missing
773 | 1 | SNEEZE GUARD | ZGuard® Food Shield, single, self-service, fully adjustable, 20-1/2" height, 14" wide tempered glass top & lower sneeze guard, 1" diameter tubing double supports, cULus (Contact factory for price) | 0 | 0 | Column Missing
| 1 |  | Slimline Light, 1-1/2" x 1-3/8", (specify length), cULus, NSF (contact factory for price) | 0 | 0 | Column Missing
| 1 |  | Lamp type to be specified | 0 | 0 | Column Missing
| 1 |  | Remote Infinite, standard | 0 | 0 | Column Missing
| 1 |  | Wiring exit point to be specified | 0 | 0 | Column Missing
| 1 |  | Finish to be specified | 0 | 0 | Column Missing
| 1 |  | Tubing to be specified (NOTE: aluminum may be used only on above counter mounts) | 0 | 0 | Column Missing
| 1 |  | Finish to be specified | 0 | 0 | Column Missing
| 1 |  | 1" radius corner, standard | 0 | 0 | Column Missing
774 | 1 | HOT FOOD WELL | Food Warmer, top-mount, drop-in, electric, auto-fill, (1) 12" x 20" pan opening with drain, wet/dry operation, thermostatic controls, 14" x 14" control panel, stainless steel interior, insulated aluminized steel housing, NSF, UL | 1792.5 | 1792.5 | Column Missing
| 1 |  | 1 year parts & labor warranty, standard | 0 | 0 | Column Missing
| 1 |  | Note: Must specify voltage and phase | 0 | 0 | Column Missing
| 1 |  | 208/240v/60/1-ph, 1.24/1.65 kW | 0 | 0 | Column Missing
775 | 0 | SpareNo | SpareNo | 0 | 0 | Column Missing
776 | 1 | SNEEZE GUARD | ZGuard® Food Shield, single, self-service, fully adjustable, 20-1/2" height, 14" wide tempered glass top & lower sneeze guard, 1" diameter tubing double supports, cULus (Contact factory for price) | 0 | 0 | Column Missing
| 1 |  | Slimline Light, 1-1/2" x 1-3/8", (specify length), cULus, NSF (contact factory for price) | 0 | 0 | Column Missing
| 1 |  | Lamp type to be specified | 0 | 0 | Column Missing
| 1 |  | Remote Infinite, standard | 0 | 0 | Column Missing
| 1 |  | Wiring exit point to be specified | 0 | 0 | Column Missing
| 1 |  | Finish to be specified | 0 | 0 | Column Missing
| 1 |  | Tubing to be specified (NOTE: aluminum may be used only on above counter mounts) | 0 | 0 | Column Missing
| 1 |  | Finish to be specified | 0 | 0 | Column Missing
| 1 |  | 1" radius corner, standard | 0 | 0 | Column Missing
777 | 1 | FOOD WARMER | Glo-Ray® Narrow Max Infrared Strip Heater, 18" L, tubular metal heater rod, single heater rod housing, steel housing in a variety of colors with angle mounting bracket, 450 watts, cULus, UL EPH Classified, Made in USA | 254.0405 | 254.0405 | Column Missing
| 1 |  | NOTE: Sale of this product must comply with Hatco's Minimum Resale Price Policy; consult order acknowledgement for details | 0 | 0 | Column Missing
| 1 |  | NOTE: Includes 24/7 parts & service assistance, call 800-558-0607 | 0 | 0 | Column Missing
| 1 |  | One year on-site parts & labor warranty, plus one additional year parts only warranty on all Glo-Ray metal sheathed elements | 0 | 0 | Column Missing
| 1 |  | 120v/60/1-ph | 0 | 0 | Column Missing
| 1 |  | No control included, requires selection of RMB2 control box | 0 | 0 | Column Missing
| 1 |  | NOTE: If the current rating is under 20 amps. then select an RMB2-1R & RMB3-1R, if the current rating is between 20 & 40 amps select the RMB2-2R & RMB3-2R, RMB2-2R has (2) 20 amp outputs & RMB3-2R has (2) 15 amp outlets | 0 | 0 | Column Missing
| 1 |  | NOTE: Requires selection of RMB2 control | 0 | 0 | Column Missing
778 | 1 | RECESSED CUTTING BOARD |  | 0 | 0 | Column Missing
782 | 0 | SpareNo | SpareNo | 0 | 0 | Column Missing
780 | 0 | SpareNo | SpareNo | 0 | 0 | Column Missing
781 | 1 | UNDER COUNTER REFIGERATOR WITH DOORS AND NSF#7 RAIL |  | 0 | 0 | Column Missing
782 | 1 | SNEEZE GUARD | ZGuard® Food Shield, single, self-service, fully adjustable, 20-1/2" height, 14" wide tempered glass top & lower sneeze guard, 1" diameter tubing double supports, cULus (Contact factory for price) | 0 | 0 | Column Missing
| 1 |  | Slimline Light, 1-1/2" x 1-3/8", (specify length), cULus, NSF (contact factory for price) | 0 | 0 | Column Missing
| 1 |  | Lamp type to be specified | 0 | 0 | Column Missing
| 1 |  | Remote Infinite, standard | 0 | 0 | Column Missing
| 1 |  | Wiring exit point to be specified | 0 | 0 | Column Missing
| 1 |  | Finish to be specified | 0 | 0 | Column Missing
| 1 |  | Tubing to be specified (NOTE: aluminum may be used only on above counter mounts) | 0 | 0 | Column Missing
| 1 |  | Finish to be specified | 0 | 0 | Column Missing
| 1 |  | 1" radius corner, standard | 0 | 0 | Column Missing
783 | 1 | HOT FOOD WELL | Food Warmer, top-mount, built-in, electric, auto-fill, (3) 12" x 20" openings, drain with one valve, wet/dry operation, thermostatic control, stainless steel interior, insulated aluminum steel housing, WellsLok™, UL, NSF | 4259 | 4259 | Column Missing
| 1 |  | 1 year parts & labor warranty, standard | 0 | 0 | Column Missing
| 1 |  | Note: Must specify voltage and phase | 0 | 0 | Column Missing
| 1 |  | 208/240v/60/1-ph or 3-ph, 1.24/1.65 kW per well, field wired (field convertible) | 0 | 0 | Column Missing
784 | 1 | SNEEZE GUARD | ZGuard® Food Shield, single, self-service, fully adjustable, 20-1/2" height, 14" wide tempered glass top & lower sneeze guard, 1" diameter tubing double supports, cULus (Contact factory for price) | 0 | 0 | Column Missing
| 1 |  | Slimline Light, 1-1/2" x 1-3/8", (specify length), cULus, NSF (contact factory for price) | 0 | 0 | Column Missing
| 1 |  | Lamp type to be specified | 0 | 0 | Column Missing
| 1 |  | Remote Infinite, standard | 0 | 0 | Column Missing
| 1 |  | Wiring exit point to be specified | 0 | 0 | Column Missing
| 1 |  | Finish to be specified | 0 | 0 | Column Missing
| 1 |  | Tubing to be specified (NOTE: aluminum may be used only on above counter mounts) | 0 | 0 | Column Missing
| 1 |  | Finish to be specified | 0 | 0 | Column Missing
| 1 |  | 1" radius corner, standard | 0 | 0 | Column Missing
785 | 0 | SpareNo | SpareNo | 0 | 0 | Column Missing
786 | 1 | FOOD WARMER | Glo-Ray® Narrow Max Infrared Strip Heater, 48" L, tubular metal heater rod, single heater rod housing, stainless steel housing with angle mounting bracket, 1300 watts, cULus, UL EPH Classified, Made in USA | 314 | 314 | Column Missing
| 1 |  | NOTE: Sale of this product must comply with Hatco's Minimum Resale Price Policy; consult order acknowledgement for details | 0 | 0 | Column Missing
| 1 |  | NOTE: Includes 24/7 parts & service assistance, call 800-558-0607 | 0 | 0 | Column Missing
| 1 |  | One year on-site parts & labor warranty, plus one additional year parts only warranty on all Glo-Ray metal sheathed elements | 0 | 0 | Column Missing
| 1 |  | 120v/60/1-ph | 0 | 0 | Column Missing
| 1 |  | No control included, requires selection of RMB2 control box | 0 | 0 | Column Missing
| 1 |  | NOTE: If the current rating is under 20 amps. then select an RMB2-1R & RMB3-1R, if the current rating is between 20 & 40 amps select the RMB2-2R & RMB3-2R, RMB2-2R has (2) 20 amp outputs & RMB3-2R has (2) 15 amp outlets | 0 | 0 | Column Missing
| 1 |  | NOTE: Requires selection of RMB2 control | 0 | 0 | Column Missing
786 | 1 | FOOD WARMER | Glo-Ray® Narrow Max Infrared Strip Heater, 42" L, tubular metal heater rod, single heater rod housing, stainless steel housing with angle mounting bracket, 1175 watts, cULus, UL EPH Classified, Made in USA | 345 | 345 | Column Missing
| 1 |  | NOTE: Sale of this product must comply with Hatco's Minimum Resale Price Policy; consult order acknowledgement for details | 0 | 0 | Column Missing
| 1 |  | NOTE: Includes 24/7 parts & service assistance, call 414-671-6350 | 0 | 0 | Column Missing
| 1 |  | One year on-site parts & labor warranty, plus one additional year parts only warranty on all Glo-Ray metal sheathed elements | 0 | 0 | Column Missing
| 1 |  | 120v/60/1-ph | 0 | 0 | Column Missing
| 1 |  | No control included, requires selection of RMB2 control box | 0 | 0 | Column Missing
| 1 |  | NOTE: If the current rating is under 20 amps. then select an RMB2-1R & RMB3-1R, if the current rating is between 20 & 40 amps select the RMB2-2R & RMB3-2R, RMB2-2R has (2) 20 amp outputs & RMB3-2R has (2) 15 amp outlets | 0 | 0 | Column Missing
| 1 |  | NOTE: Requires selection of RMB2 control | 0 | 0 | Column Missing
787 | 1 | REFRIGERATED GRAB AND GO |  | 0 | 0 | Column Missing
787 | 1 | REFRIGERATED COLD WELL | Cold Food Well Unit, drop-in, self-contained refrigeration, (1) 12" x 20" pan capacity, on/off switch with thermostatic controls, insulated pan, 1" drain, stainless steel inner liner, top & flange, steel exterior body, R-134A refrigerant, 1/4 HP, 115v/60/1-ph, 5.5 amps, NEMA 5-15P, NSF, cULus | 6517 | 6517 | Column Missing
| 1 |  | Note: Must specify voltage and phase | 0 | 0 | Column Missing
| 1 |  | Warranty; 1 year parts and labor, standard | 0 | 0 | Column Missing
788 | 1 | PASTRY CASE WITH REFRIGERATED BASE |  | 0 | 0 | Column Missing
788 | 1 | SELF PAY POS SYSTEM | BY OS&E | 0 | 0 | Column Missing
789 | 0 | SpareNo | SpareNo | 0 | 0 | Column Missing
790 | 0 | SpareNo | SpareNo | 0 | 0 | Column Missing
791 | 1 | SERVICE COUNTER |  | 0 | 0 | Column Missing
792 | 1 | DROP-IN HAND SINK | Recessed Hand Sink, 14"W x 10"D x 5" deep sink bowl, includes: 4" OC deck mounted gooseneck faucet with aerator, soap & paper towel dispensers, 4"H side splashes, 304 stainless steel, NSF (countertop opening not to exceed 17-1/4" (front to back) x 17-3/8" (left to right)) | 1954.7332 | 1954.7332 | Column Missing
| 1 |  | Wrist Handles Only, for splash or deck mount hand sink faucet (1 pair hot & cold 4" long blades), fits faucets supplied after November 2015 with hot & cold color rings that do not have exposed screw head | 83.5 | 83.5 | Column Missing
| 1 |  | P-trap, heavy duty, 1-1/2", 17 gauge | 93.5 | 93.5 | Column Missing
793 | 1 | TRASH CHUTE |  | 0 | 0 | Column Missing
794 | 1 | TRASH RECEPTACLE | Slim Jim® Container, 16 gallon, 22"L x 11"W x 25"H, with venting channels, molded-in handles, general purpose waste, open type without lid, high-impact plastic construction, gray, Made in USA | 37 | 37 | Column Missing
795 | 0 | SpareNo | SpareNo | 0 | 0 | Column Missing
796 | 1 | PASTRY CASE WITH REFRIGERATED BASE |  | 0 | 0 | Column Missing
793 | 1 | RECESSED HAND SINK | Recessed Hand Sink, 14"W x 10"D x 5" deep sink bowl, includes: 4" OC deck mounted gooseneck faucet with aerator, soap & paper towel dispensers, 4"H side splashes, 304 stainless steel, NSF (countertop opening not to exceed 17-1/4" (front to back) x 17-3/8" (left to right)) | 1777 | 1777 | Column Missing
795 | 0 | SpareNo | SpareNo | 0 | 0 | Column Missing
796 | 1 | SELF PAY POS SYSTEM | BY OS&E | 0 | 0 | Column Missing
797 | 1 | POS PRINTER | BY OS&E | 0 | 0 | Column Missing
798 | 1 | POS SYSTEM | BY OS&E | 0 | 0 | Column Missing
799 | 0 | SpareNo | SpareNo | 0 | 0 | Column Missing
800 | 0 | SpareNo | SpareNo | 0 | 0 | Column Missing
801 | 1 | CHAIR | BY OS&E | 0 | 0 | Column Missing
801 | 1 | SWING DOOR |  | 0 | 0 | Column Missing
802 | 1 | BACK BARISTA COUNTER WITH SINK |  | 0 | 0 | Column Missing
803 | 1 | DROP IN ICE BIN | Ice Bin, drop-in, 23-lb ice capacity, 12”W x 18”D x 14" deep overall (bin size 8"W x 13-5/8"D x 11" deep), removable stainless steel sliding cover, insulated, 1" diameter drain, NSF (cutout size 9-5/8" x 15-1/4") | 790.0502 | 790.0502 | Column Missing
804 | 1 | PICK UP COFFEE COUNTER TOP |  | 0 | 0 | Column Missing
804 | 1 | BLENDER | The Quiet One® Twist Lock Blender, countertop, 48 oz. (1.4 liter) capacity, clear Tritan™ BPA free Advance® container, 24-1/2"H with lid open, stackable, removable compact twist lock cover, (6) touch control buttons with (34) program options, includes: Advance® blade assembly & lid, 3-peak HP, 120v/50/60/1-ph, 15.0 amps, NEMA 5-15P, RoHs compliant, CE, cULus, NSF | 1328.2525 | 1328.2525 | Column Missing
| 1 |  | 3 years warranty on motor base parts & 1 year warranty on labor, standard | 0 | 0 | Column Missing
805 | 0 | SpareNo | SpareNo | 0 | 0 | Column Missing
806 | 1 | GLASS RINSER | Undercounter Mount Rinser Faucet, 5"W x 9"D, integrated C-channel sides, rear deck area with pre-punched screw holes for mounting to underside of bar top, water pressure regulator & plumbing installation kit included, welded 18 gauge stainless steel construction, ETL-Sanitation | 423 | 423 | Column Missing
| 1 |  | NOTE: Must install backflow prevention device conforming to ANSI/ASSE 1022 or ANSI/ASSE 1024 to meet plumbing code (not included) | 0 | 0 | Column Missing
807 | 1 | DUMP SINK |  | 0 | 0 | Column Missing
807 | 1 | UNDER COUNTER REFRIGERATOR | SPEC SERIES® Undercounter Refrigerator, 33 - 38°F, SPEC Package 3 includes: 16-ga. stainless steel top, (1) heavy stainless steel door, steel handle, door lock standard, (2) gray PVC coated adjustable wire shelves, electronic temperature control with digital temperature display, stainless steel sides & back, stainless steel interior, (4) recessed castors, front breathing, R290 Hydrocarbon refrigerant, 1/6 HP, 115v/60/1-ph, 2.0 amps, NEMA 5-15P, cULus, UL EPH Classified, CE, Made in USA | 4681.49 | 4681.49 | Column Missing
| 1 |  | Note: Due to the continued supply chain issues in the industry all True pricing is tentative based on final production dates. Any units ordered that will be produced on or after October 1st, 2022 may be subject to additional pricing escalators. Please contact your True representative for final lead times. | 0 | 0 | Column Missing
| 1 |  | Right Hand, Standard: Unit comes with field reversible hinges and is built with hinging on right side of unit. | 0 | 0 | Column Missing
| 1 |  | Self-contained refrigeration standard | 0 | 0 | Column Missing
| 1 |  | Warranty - 7 year compressor (self-contained only), please visit www.Truemfg.com for specifics | 0 | 0 | Column Missing
| 1 |  | Warranty - 5 year parts and labor, please visit www.Truemfg.com for specifics | 0 | 0 | Column Missing
| 1 |  | NOTE: Four (4) stationary castors. 31-5/8" (804 mm) work surface height. Two (2) front leg levelers included with unit for alternate use. No other castor/leg options are available for this model. | 0 | 0 | Column Missing
808 | 1 | EXPRESSO MACHINE |  | 0 | 0 | Column Missing
809 | 0 | SpareNo | SpareNo | 0 | 0 | Column Missing
810 | 0 | SpareNo | SpareNo | 0 | 0 | Column Missing
810 | 2 | Cup Dispenser | Cup Dispenser, in-counter, adjustable, two spring (F & P), accommodates cups 8 oz. to 44 oz. with rim diameter range 3" - 4-5/8", ring bezel 6-7/8", 22" long, stainless steel construction, for paper, plastic and foam cups in vertical, horizontal or angled mounting, NSF | 86 | 172 | Column Missing
| 2 |  | 1 year limited warranty, standard | 0 | 0 | Column Missing
811 | 1 | TRASH CHUTE |  | 0 | 0 | Column Missing
812 | 1 | TRASH RECEPTACLE | Slim Jim® Container, 16 gallon, 22"L x 11"W x 25"H, with venting channels, molded-in handles, general purpose waste, open type without lid, high-impact plastic construction, gray, Made in USA | 37 | 37 | Column Missing
813 | 1 | DUMP SINK |  | 0 | 0 | Column Missing
813 | 1 | COFFEE BREWER | 20900.0008 Dual® Coffee Brewer, Portable, mechanical thermostat, brews 16.3 gallons per hour capacity, black plastic funnel, 1 batch-size setting, electronic timer & grinder interface, upper hot water faucet, variable water bypass, includes (2) GPR servers (20950.0004), 4" black adjustable legs, stainless steel, 120/208v/60/1-ph, 5990 watts, 28.8 amps, 20-90 psi, 1/4" male NPT, UL, NSF | 1616 | 1616 | Column Missing
| 1 |  | Equipment discount category net prices must be rounded to the nearest dollar | 0 | 0 | Column Missing
814 | 1 | TRASH CHUTE |  | 0 | 0 | Column Missing
814 | 1 | Undercounter Refrigerator | Undercounter Refrigerator, 33 - 38°F, (2) stainless steel doors, (4) PVC coated adjustable wire shelves, stainless steel top & sides, aluminum interior with stainless steel floor, 5" castors, R290 Hydrocarbon refrigerant, 1/5 HP, 115v/60/1-ph, 3.0 amps, NEMA 5-15P, cULus, UL EPH Classified, CE, Made in USA | 5368 | 5368 | Column Missing
| 1 |  | Self-contained refrigeration standard | 0 | 0 | Column Missing
| 1 |  | Warranty - 7 year compressor (self-contained only), please visit www.Truemfg.com for specifics | 0 | 0 | Column Missing
| 1 |  | Warranty - 5 year parts & labor, please visit www.Truemfg.com for specifics | 0 | 0 | Column Missing
| 1 |  | Exterior Digital Thermometer, rectangular, Fahrenheit/Celsius (Factory install only) | 901 | 901 | Column Missing
| 1 |  | Castors, 1-1/2" (31-7/8" work surface height = LP) | 323 | 323 | Column Missing
815 | 0 | SpareNo | SpareNo | 0 | 0 | Column Missing
816 | 1 | TRASH RECEPTACLE | Slim Jim® Container, 16 gallon, 22"L x 11"W x 25"H, with venting channels, molded-in handles, general purpose waste, open type without lid, high-impact plastic construction, gray, Made in USA | 37 | 37 | Column Missing
816 | 1 | PASS THRU WINDOW WITH SHELF |  | 0 | 0 | Column Missing
817 | 1 | FOOD WARMER | Glo-Ray® Infrared Strip Heater, 72" W, high wattage, tubular metal heater rod, single heater rod housing, aluminum construction, 1725 watts, NSF, CE, cULus, Made in USA | 339.0399 | 339.0399 | Column Missing
| 1 |  | NOTE: Sale of this product must comply with Hatco's Minimum Resale Price Policy; consult order acknowledgement for details | 0 | 0 | Column Missing
| 1 |  | NOTE: Includes 24/7 parts & service assistance, call 800-558-0607 | 0 | 0 | Column Missing
| 1 |  | One year on-site parts & labor warranty, plus one additional year parts only warranty on all Glo-Ray metal sheathed elements | 0 | 0 | Column Missing
| 1 |  | 120v/60/1-ph | 0 | 0 | Column Missing
| 1 |  | (1) Built-in toggle control (remote recommended) (available at time of purchase only) | 0 | 0 | Column Missing
| 1 |  | No Tandem selection | 0 | 0 | Column Missing
| 1 |  | Clear Anodized Aluminum housing, finish, standard (available at time of purchase only) | 0 | 0 | Column Missing
817 | 2 | Undercounter Refrigerator | Undercounter Refrigerator, 34" working height, 33 - 38°F, (2) stainless steel doors, (4) PVC coated adjustable wire shelves, stainless steel top & sides, aluminum interior with stainless steel floor, 3" castors, R290 Hydrocarbon refrigerant, 1/4 HP, 115v/60/1-ph, 4.0 amps, NEMA 5-15P, cULus, UL EPH Classified, ADA Compliant, Made in USA | 5957 | 11914 | Column Missing
| 2 |  | Note: Due to the continued supply chain issues in the industry all True pricing is tentative based on final production dates. Any units ordered that will be produced on or after October 1st, 2022 may be subject to additional pricing escalators. Please contact your True representative for final lead times. | 0 | 0 | Column Missing
| 2 |  | Self-contained refrigeration standard | 0 | 0 | Column Missing
| 2 |  | Warranty - 7 year compressor (self-contained only), please visit www.Truemfg.com for specifics | 0 | 0 | Column Missing
| 2 |  | Warranty - 5 year parts and labor, please visit www.Truemfg.com for specifics | 0 | 0 | Column Missing
818 | 1 | UNDER COUNTER REFRIGERATOR | SPEC SERIES® Undercounter Refrigerator, 33 - 38°F, SPEC Package 3 includes: 16-ga. stainless steel top, (1) heavy stainless steel door, steel handle, door lock standard, (2) gray PVC coated adjustable wire shelves, electronic temperature control with digital temperature display, stainless steel sides & back, stainless steel interior, (4) recessed castors, front breathing, R290 Hydrocarbon refrigerant, 1/6 HP, 115v/60/1-ph, 2.0 amps, NEMA 5-15P, cULus, UL EPH Classified, CE, Made in USA | 4777 | 4777 | Column Missing
| 1 |  | Note: Due to the continued supply chain issues in the industry all True pricing is tentative based on final production dates. Any units ordered that will be produced on or after October 1st, 2022 may be subject to additional pricing escalators. Please contact your True representative for final lead times. | 0 | 0 | Column Missing
| 1 |  | Right Hand, Standard: Unit comes with field reversible hinges and is built with hinging on right side of unit. | 0 | 0 | Column Missing
| 1 |  | Self-contained refrigeration standard | 0 | 0 | Column Missing
| 1 |  | Warranty - 7 year compressor (self-contained only), please visit www.Truemfg.com for specifics | 0 | 0 | Column Missing
| 1 |  | Warranty - 5 year parts and labor, please visit www.Truemfg.com for specifics | 0 | 0 | Column Missing
| 1 |  | NOTE: Four (4) stationary castors. 31-5/8" (804 mm) work surface height. Two (2) front leg levelers included with unit for alternate use. No other castor/leg options are available for this model. | 0 | 0 | Column Missing
819 | 0 | SpareNo | SpareNo | 0 | 0 | Column Missing
820 | 0 | SpareNo | SpareNo | 0 | 0 | Column Missing
821 | 1 | UNDERCOUNTER FREEZER | Undercounter Freezer, -10°F, (1) stainless steel door, (2) PVC coated adjustable wire shelves, stainless steel top, front & sides, clear coated aluminum interior with stainless steel floor, 5" castors, R290 Hydrocarbon refrigerant, 1/4 HP, 115v/60/1-ph, 2.3 amps, NEMA 5-15P, cULus, UP EPH Classified, CE, Made in USA, ENERGY STAR® | 4300 | 4300 | Column Missing
| 1 |  | Self-contained refrigeration standard | 0 | 0 | Column Missing
| 1 |  | Warranty - 7 year compressor (self-contained only), please visit www.Truemfg.com for specifics | 0 | 0 | Column Missing
| 1 |  | Warranty - 5 year parts & labor, please visit www.Truemfg.com for specifics | 0 | 0 | Column Missing
| 1 |  | Right Hand, Standard: Unit comes with field reversible hinges & is built with hinging on right side of unit. | 0 | 0 | Column Missing
| 1 |  | Castors, 1-1/2" (31-7/8" work surface height = LP) | 323 | 323 | Column Missing
822 | 2 | HEATED HOLDING CABINET | Flav-R-Savor® Humidified Holding Cabinet, single opening with (2) Dutch doors, (17 pair) universal slides 3" OC adjustable on 1-1/2" OC, stainless steel construction, 5" swivel casters (two swivel with wheels locks, two rigid), NSF, cULus, Made in USA | 6661 | 13322 | Column Missing
| 1 |  | NOTE: Sale of this product must comply with Hatco's Minimum Resale Price Policy; consult order acknowledgement for details | 0 | 0 | Column Missing
| 1 |  | NOTE: Includes 24/7 parts & service assistance, call 800-558-0607 | 0 | 0 | Column Missing
| 2 |  | One year on-site parts & labor warranty, plus one additional year parts only warranty on all Flav-R-Savor® metal sheathed air heating elements | 0 | 0 | Column Missing
| 2 |  | 120v/60/1-ph, 1650 watts, 13.8 amps, NEMA 5-15P (domestic voltage), standard | 0 | 0 | Column Missing
| 2 |  | Standard Cord location: facing controls, right hand side panel, lower right corner | 0 | 0 | Column Missing
823 | 0 | SpareNo | SpareNo | 0 | 0 | Column Missing
824 | 1 | SPEADER CABINET | Spec Series Heavy Duty Spreader Cabinet, 12"W, open cabinet base, bottom shelf, stainless steel front, sides, landing ledge & cabinet, 6" legs wtih adjustable feet, NSF | 1660.04 | 1660.04 | Column Missing
| 1 |  | Limited one year parts and labor warranty, standard | 0 | 0 | Column Missing
825 | 0 | SpareNo | SpareNo | 0 | 0 | Column Missing
826 | 1 | MODULAR GRIDDLE | Spec Series Heavy Duty Range, gas, 36"W, modular, griddle, 1" thick plate, 4"W grease gutter with 1 gallon can capacity, thermostatic controls, stainless steel front, sides, 5"D landing ledge &, backguard, 90,000 BTU, 26kW, cETLus, NSF | 9821.54 | 9821.54 | Column Missing
| 1 |  | Limited one year parts and labor warranty, standard | 0 | 0 | Column Missing
| 1 |  | Gas type to be specified | 0 | 0 | Column Missing
| 1 |  | Standard 3/4" Rear gas connection (for single unit connection only) | 0 | 0 | Column Missing
| 1 |  | Quick disconnect & flex hose with restraining device, 3/4" N.P.T. x 60" | 1028.5 | 1028.5 | Column Missing
827 | 1 | REFRIGERATED EQUIPMENT STAND | Spec Series Sizzle 'N Chill System, 36", (2) drawers, (4) pan capacity, digital thermostat, self-contained, includes drawer dividers, stainless steel front, drawer fronts, sides, guides & bearings, casters, 120v/60/1-ph, 1/5 HP, 6' cord & plug, 3.0 amps, cETLus, ETL-Sanitation | 17367.5 | 17367.5 | Column Missing
| 1 |  | Limited one year parts and labor warranty, standard | 0 | 0 | Column Missing
828 | 1 | FRYER BATTERY | Fryer, gas, floor model, (2) battery, 75 lb. capacity each, built-in filter system, 5.5 GPM roller pump, snap action thermostat, drain station, cabinet, includes: food warmer, dump pan, joiner strips & filter start kit, stainless steel frypot, front, sides, landing ledge, & cabinet, casters, 120v/60/1-ph, 6.8 amps, 1/3 HP, 350,000 BTU, CSA Flame, CSA Star, NSF, CE | 31135.5 | 31135.5 | Column Missing
| 1 |  | Limited one year parts and labor warranty, standard | 0 | 0 | Column Missing
| 1 |  | Natural gas (must specify elevation if over 2000 ft) | 0 | 0 | Column Missing
| 1 |  | Manifold gas shut-off valve (3/4" N.P.T.) | 90 | 90 | Column Missing
| 1 |  | 115v/60/1-ph, 6.8 amps, filter motor voltage, 6 ft. cord with plug | 0 | 0 | Column Missing
| 1 |  | 120v/60/1-ph, 1/3 HP, filter motor | 0 | 0 | Column Missing
| 2 |  | Twin baskets (set of 2) | 543.4057 | 1086.8114 | Column Missing
| 1 |  | Side drain board, left | 360 | 360 | Column Missing
829 | 0 | SpareNo | SpareNo | 0 | 0 | Column Missing
830 | 0 | SpareNo | SpareNo | 0 | 0 | Column Missing
831 | 1 | EXHAUST HOOD |  | 0 | 0 | Column Missing
832 | 1 | FIRE SUPPRESSION SYSTEM |  | 9188 | 9188 | Column Missing
833 | 1 | BACK COUNTER |  | 0 | 0 | Column Missing
834 | 1 | UNDER COUNTER REFIGERATOR WITH DOORS AND NSF#7 RAIL |  | 0 | 0 | Column Missing
835 | 0 | SpareNo | SpareNo | 0 | 0 | Column Missing
836 | 1 | TRASH CHUTE |  | 0 | 0 | Column Missing
837 | 1 | TRASH RECEPTACLE | Slim Jim® Container, 16 gallon, 22"L x 11"W x 25"H, with venting channels, molded-in handles, general purpose waste, open type without lid, high-impact plastic construction, gray, Made in USA | 37 | 37 | Column Missing
838 | 1 | DROP-IN HAND SINK | Recessed Hand Sink, 14"W x 10"D x 5" deep sink bowl, includes: 4" OC deck mounted gooseneck faucet with aerator, soap & paper towel dispensers, 4"H side splashes, 304 stainless steel, NSF (countertop opening not to exceed 17-1/4" (front to back) x 17-3/8" (left to right)) | 1777 | 1777 | Column Missing
839 | 0 | SpareNo | SpareNo | 0 | 0 | Column Missing
839 | 1 | HOOD CONTROL CABINET |  | 0 | 0 | Column Missing
840 | 0 | SpareNo | SpareNo | 0 | 0 | Column Missing
841 | 1 | BEVERAGE/CONDIMENT COUNTER |  | 0 | 0 | Column Missing
842 | 1 | SODA AND ICE DISPENSER | BY OS&E | 0 | 0 | Column Missing
843 | 1 | ICE MACHINE | Prodigy Plus® Ice Maker, nugget style, Original Chewable Ice®, water-cooled, self-contained condenser, production capacity up to 455 lb/24 hours at 70°/50° (397 lb AHRI certified at 90°/70°), sealed maintenance-free bearings, AutoAlert™ indicating lights, unit specific QR code, stainless auger and evaporator, one-touch cleaning, stainless steel finish, AgION™ antimicrobial protection, R-404A refrigerant, 115v/60/1-ph, 12.1 amps, NSF, cULus, engineered and assembled in USA | 5545.5 | 5545.5 | Column Missing
| 1 |  | NOTE: Sale of this product must comply with Scotsman's MSRP Policy; contact your Scotsman representative for details | 0 | 0 | Column Missing
| 1 |  | 3 year parts & labor warranties | 0 | 0 | Column Missing
| 1 |  | 5 year parts on compressor | 0 | 0 | Column Missing
| 1 |  | NOTE: Kit(s) required for all modular nugget ice machines placed on a dispenser; contact your Scotsman representative for details | 0 | 0 | Column Missing
844 | 1 | WATER FILTRATION SYSTEM | AquaPatrol™ Plus Water Filtration System, single system, 2.1 gallons per minute max flow, designed for cubers up to 650 lb, and for flakers, nuggets & nugget dispensers up to 1,200 lb, cULus, NSF | 298 | 298 | Column Missing
| 1 |  | NOTE: Sale of this product must comply with Scotsman's MSRP Policy; contact your Scotsman representative for details | 0 | 0 | Column Missing
845 | 0 | SpareNo | SpareNo | 0 | 0 | Column Missing
846 | 1 | ICED TEA BREWER | 36700.0059 TB3Q Iced Tea Brewer, 3-gallon capacity single brewer, 26.7 gallon/hour, quick disconnect, SplashGard® funnel, Quickbrew system(dispensers sold separately), 120v/60/1-ph, 1730w, 14.4amps, NEMA 5-15P, cord attached, UL, NSF | 0 | 0 | Column Missing
| 1 |  | Equipment discount category net prices must be rounded to the nearest dollar | 0 | 0 | Column Missing
847 | 1 | BEVERAGE DISPENSER |  | 0 | 0 | Column Missing
848 | 1 | BEVERAGE TROUGH |  | 0 | 0 | Column Missing
842 | 1 | HOT WATER DISPENSER | 02500.0001 HW2 Hot Water Dispenser, 2 gallon capacity, 4.2 gallon/hr capacity, 200° setting, includes drip tray, stainless steel exterior, plumbed, 120v/60/1-ph, 1800w, 15amps, NEMA 5-15P, UL, NSF | 502 | 502 | Column Missing
| 1 |  | Equipment discount category net prices must be rounded to the nearest dollar | 0 | 0 | Column Missing
843 | 1 | COFFEE BREWER | 20900.0008 Dual® Coffee Brewer, Portable, mechanical thermostat, brews 16.3 gallons per hour capacity, black plastic funnel, 1 batch-size setting, electronic timer & grinder interface, upper hot water faucet, variable water bypass, includes (2) GPR servers (20950.0004), 4" black adjustable legs, stainless steel, 120/208v/60/1-ph, 5990 watts, 28.8 amps, 20-90 psi, 1/4" male NPT, UL, NSF | 0 | 0 | Column Missing
| 1 |  | Equipment discount category net prices must be rounded to the nearest dollar | 0 | 0 | Column Missing
844 | 1 | ICED TEA BREWER | 36700.0059 TB3Q Iced Tea Brewer, 3-gallon capacity single brewer, 26.7 gallon/hour, quick disconnect, SplashGard® funnel, Quickbrew system(dispensers sold separately), 120v/60/1-ph, 1730w, 14.4amps, NEMA 5-15P, cord attached, UL, NSF | 0 | 0 | Column Missing
| 1 |  | Equipment discount category net prices must be rounded to the nearest dollar | 0 | 0 | Column Missing
845 | 0 | SpareNo | SpareNo | 0 | 0 | Column Missing
846 | 1 | SODA AND ICE DISPENSER | BY OS&E | 0 | 0 | Column Missing
847 | 1 | ICE MACHINE | Prodigy Plus® Ice Maker, nugget style, Original Chewable Ice®, water-cooled, self-contained condenser, production capacity up to 455 lb/24 hours at 70°/50° (397 lb AHRI certified at 90°/70°), sealed maintenance-free bearings, AutoAlert™ indicating lights, unit specific QR code, stainless auger and evaporator, one-touch cleaning, stainless steel finish, AgION™ antimicrobial protection, R-404A refrigerant, 115v/60/1-ph, 12.1 amps, NSF, cULus, engineered and assembled in USA | 4296 | 4296 | Column Missing
| 1 |  | NOTE: Sale of this product must comply with Scotsman's MSRP Policy; contact your Scotsman representative for details | 0 | 0 | Column Missing
| 1 |  | 3 year parts & labor warranties | 0 | 0 | Column Missing
| 1 |  | 5 year parts on compressor | 0 | 0 | Column Missing
| 1 |  | NOTE: Kit(s) required for all modular nugget ice machines placed on a dispenser; contact your Scotsman representative for details | 0 | 0 | Column Missing
848 | 1 | WATER FILTRATION SYSTEM | AquaPatrol™ Plus Water Filtration System, single system, 2.1 gallons per minute max flow, designed for cubers up to 650 lb, and for flakers, nuggets & nugget dispensers up to 1,200 lb, cULus, NSF | 224 | 224 | Column Missing
| 1 |  | NOTE: Sale of this product must comply with Scotsman's MSRP Policy; contact your Scotsman representative for details | 0 | 0 | Column Missing
849 | 0 | SpareNo | SpareNo | 0 | 0 | Column Missing
850 | 0 | SpareNo | SpareNo | 0 | 0 | Column Missing
851 | 2 | CONDIMENT DISPENSER | BY OS&E | 0 | 0 | Column Missing
OUTPATIENT CAFE
852 | 2 | LID DISPENSER | BY OS&E | 0 | 0 | Column Missing
853 | 2 | NAPKIN DISPENSER | BY OS&E | 0 | 0 | Column Missing
854 | 1 | Microwave Oven | Amana® Commercial Microwave Oven, 0.8 cu. ft. capacity, 1000 watts, low volume, 4-stage cooking, (5) power levels, touchpad controls, (20) memory settings, 30-minute max cooking time, interlock safety switch, audible end of cycle signal, LED display, side hinged door with tempered glass, LED lighted interior, stainless steel interior & exterior, 120v/60/1-ph, 13.0 amps, 15 MCA, 1500 watts (total), cord, NEMA 5-15P, cETLus, ETL-Sanitation | 520 | 520 | Column Missing
| 1 |  | 3-year limited warranty (1 year full) | 0 | 0 | Column Missing
855 | 0 | SpareNo | SpareNo | 0 | 0 | Column Missing
856 | 1 | BACK COUNTER WITH SINK |  | 0 | 0 | Column Missing
857 | 1 | DROP-IN HAND SINK | Recessed Hand Sink, 14"W x 10"D x 5" deep sink bowl, includes: 4" OC deck mounted gooseneck faucet with aerator, soap & paper towel dispensers, 4"H side splashes, 304 stainless steel, NSF (countertop opening not to exceed 17-1/4" (front to back) x 17-3/8" (left to right)) | 1954.55 | 1954.55 | Column Missing
858 | 1 | TRASH CHUTE |  | 0 | 0 | Column Missing
859 | 0 | SpareNo | SpareNo | 0 | 0 | Column Missing
860 | 0 | SpareNo | SpareNo | 0 | 0 | Column Missing
861 | 1 | TRASH RECEPTACLE | Slim Jim® Container, 16 gallon, 22"L x 11"W x 25"H, with venting channels, molded-in handles, general purpose waste, open type without lid, high-impact plastic construction, gray, Made in USA | 37 | 37 | Column Missing
853 | 1 | COFFEE BREWER | 20900.0008 Dual® Coffee Brewer, Portable, mechanical thermostat, brews 16.3 gallons per hour capacity, black plastic funnel, 1 batch-size setting, electronic timer & grinder interface, upper hot water faucet, variable water bypass, includes (2) GPR servers (20950.0004), 4" black adjustable legs, stainless steel, 120/208v/60/1-ph, 5990 watts, 28.8 amps, 20-90 psi, 1/4" male NPT, UL, NSF | 0 | 0 | Column Missing
| 1 |  | Equipment discount category net prices must be rounded to the nearest dollar | 0 | 0 | Column Missing
854 | 1 | ICED TEA BREWER | 36700.0059 TB3Q Iced Tea Brewer, 3-gallon capacity single brewer, 26.7 gallon/hour, quick disconnect, SplashGard® funnel, Quickbrew system(dispensers sold separately), 120v/60/1-ph, 1730w, 14.4amps, NEMA 5-15P, cord attached, UL, NSF | 0 | 0 | Column Missing
| 1 |  | Equipment discount category net prices must be rounded to the nearest dollar | 0 | 0 | Column Missing
855 | 0 | SpareNo | SpareNo | 0 | 0 | Column Missing
856 | 1 | TRASH CHUTE |  | 0 | 0 | Column Missing
857 | 1 | TRASH RECEPTACLE | Slim Jim® Container, 16 gallon, 22"L x 11"W x 25"H, with venting channels, molded-in handles, general purpose waste, open type without lid, high-impact plastic construction, gray, Made in USA | 37 | 37 | Column Missing
858 | 1 | RECESSED HAND SINK | Recessed Hand Sink, 14"W x 10"D x 5" deep sink bowl, includes: 4" OC deck mounted gooseneck faucet with aerator, soap & paper towel dispensers, 4"H side splashes, 304 stainless steel, NSF (countertop opening not to exceed 17-1/4" (front to back) x 17-3/8" (left to right)) | 1777 | 1777 | Column Missing
861 | 1 | REFRIGERATED GRAB AND GO | Oasis® Self-Service Refrigerated Merchandiser, 71-3/4"W, high profile, open front, (4) non-lighted shelves, top light, Breeze-E (Type ll) with EnergyWise self-contained refrigeration system, Blue Fin coated coil, one piece formed ABS plastic tub, black interior, full end panels with mirror, cETLus, ETL-Sanitation | 18596 | 18596 | Column Missing
| 1 |  | NOTE: If GFCI is required, a GFCI breaker MUST be used in lieu of a GFCI receptacle | 0 | 0 | Column Missing
| 1 |  | 1 yr. parts & labor warranty, 5 yr. compressor warranty, standard | 0 | 0 | Column Missing
| 1 |  | Breeze-E (Type II) with EnergyWise self-contained refrigeration, lower front air intake/upper front air discharge, standard | 0 | 0 | Column Missing
| 1 |  | 208-240v/60/1ph, 15.32 amps, standard | 0 | 0 | Column Missing
| 1 |  | 6 ft straight blade power cord NEMA 6-20P (base exit), standard | 0 | 0 | Column Missing
| 1 |  | NOTE: Compressor air intake through lower front & channeled up rear & out upper front, front panel cannot be blocked | 0 | 0 | Column Missing
| 1 |  | Base Support: Casters, with levelers, standard | 0 | 0 | Column Missing
| 1 |  | Exterior: Wilsonart or Formica NON-PREMIUM laminate (Color chart available from factory rep or access color selections via www.wilsonart.com or www.formica.com) | 0 | 0 | Column Missing
| 1 |  | NOTE: SCC will not be responsible for additional charges incurred for Premium or other Manufacturer's laminate selections not originally quoted | 0 | 0 | Column Missing
| 1 |  | Lower front panel: Black, standard | 0 | 0 | Column Missing
| 1 |  | Left end panel: Full with mirrored interior, metal edging, standard | 0 | 0 | Column Missing
| 1 |  | Right end panel: Full with mirrored interior, metal edging, standard | 0 | 0 | Column Missing
| 1 |  | Exterior back panel: Solid back panel, black painted, standard | 0 | 0 | Column Missing
| 1 |  | Digital fahrenheit thermometer, standard | 0 | 0 | Column Missing
| 1 |  | Lights: LED 4000K w/ frosted lens, standard | 0 | 0 | Column Missing
862 | 1 | REFRIGERATED GRAB AND GO | Oasis® Self-Service Refrigerated Merchandiser, 36-3/4"W, high profile, open front, (4) non-lighted metal shelves, top light, Breeze-E (Type ll) with EnergyWise self-contained refrigeration system, Blue Fin coated coil, one piece formed ABS plastic tub, black interior, full end panels with mirror, cETLus, ETL-Sanitation | 14879 | 14879 | Column Missing
| 1 |  | NOTE: If GFCI is required, a GFCI breaker MUST be used in lieu of a GFCI receptacle | 0 | 0 | Column Missing
| 1 |  | 1 yr. parts & labor warranty, 5 yr. compressor warranty, standard | 0 | 0 | Column Missing
| 1 |  | Breeze-E (Type II) with EnergyWise self-contained refrigeration, lower front air intake/upper front air discharge, standard | 0 | 0 | Column Missing
| 1 |  | 110-120v/60/1ph, 16.0 amps, standard | 0 | 0 | Column Missing
| 1 |  | 6 ft straight blade power cord NEMA 5-20P (base exit), standard | 0 | 0 | Column Missing
| 1 |  | NOTE: Compressor air intake through lower front & channeled up rear & out upper front, front panel cannot be blocked | 0 | 0 | Column Missing
| 1 |  | Base Support: Casters, with levelers, standard | 0 | 0 | Column Missing
| 1 |  | Exterior: Wilsonart or Formica NON-PREMIUM laminate (Color chart available from factory rep or access color selections via www.wilsonart.com or www.formica.com) | 0 | 0 | Column Missing
| 1 |  | NOTE: SCC will not be responsible for additional charges incurred for Premium or other Manufacturer's laminate selections not originally quoted | 0 | 0 | Column Missing
| 1 |  | Lower front panel: Black, standard | 0 | 0 | Column Missing
| 1 |  | Left end panel: Full with mirrored interior, metal edging, standard | 0 | 0 | Column Missing
| 1 |  | Right end panel: Full with mirrored interior, metal edging, standard | 0 | 0 | Column Missing
| 1 |  | Exterior back panel: Solid back panel, black painted, standard | 0 | 0 | Column Missing
| 1 |  | Digital fahrenheit thermometer, standard | 0 | 0 | Column Missing
| 1 |  | Lights: LED 4000K w/ frosted lens, standard | 0 | 0 | Column Missing
862 | 1 | Undercounter Refrigerator | Undercounter Refrigerator, 33 - 38°F, (2) stainless steel doors, (4) PVC coated adjustable wire shelves, stainless steel top & sides, aluminum interior with stainless steel floor, 5" castors, R290 Hydrocarbon refrigerant, 1/5 HP, 115v/60/1-ph, 3.0 amps, NEMA 5-15P, cULus, UL EPH Classified, CE, Made in USA | 5368 | 5368 | Column Missing
| 1 |  | Self-contained refrigeration standard | 0 | 0 | Column Missing
| 1 |  | Warranty - 7 year compressor (self-contained only), please visit www.Truemfg.com for specifics | 0 | 0 | Column Missing
| 1 |  | Warranty - 5 year parts & labor, please visit www.Truemfg.com for specifics | 0 | 0 | Column Missing
| 1 |  | Castors, 1-1/2" (31-7/8" work surface height = LP) | 323 | 323 | Column Missing
863 | 1 | DRY GOOD SHELVING |  | 0 | 0 | Column Missing
863 | 1 | SELF-SERVE COFFEE MACHINE |  | 0 | 0 | Column Missing
864 | 1 | ICED TEA BREWER | 36700.0059 TB3Q Iced Tea Brewer, 3-gallon capacity single brewer, 26.7 gallon/hour, quick disconnect, SplashGard® funnel, Quickbrew system(dispensers sold separately), 120v/60/1-ph, 1730w, 14.4amps, NEMA 5-15P, cord attached, UL, NSF | 0 | 0 | Column Missing
| 1 |  | Equipment discount category net prices must be rounded to the nearest dollar | 0 | 0 | Column Missing
864 | 1 | SWING DOOR |  | 0 | 0 | Column Missing
865 | 0 | SpareNo | SpareNo | 0 | 0 | Column Missing
866 | 1 | Reach-In Freezer | SPEC SERIES® Freezer, reach-in, -10°F, one-section, (2) stainless steel half doors with locks, cam-lift hinges, digital temperature control, (3) chrome shelves, LED interior lights, stainless steel front & sides, aluminum interior, 5" castors, R290 Hydrocarbon refrigerant, 1/2 HP, 115v/60/1-ph, 6.0 amps, NEMA 5-15P, cULus, UL EPH Classified, Made in USA | 11263.8872 | 11263.8872 | Column Missing
| 1 |  | Warranty - 7 year compressor (self-contained only), please visit www.Truemfg.com for specifics | 0 | 0 | Column Missing
| 1 |  | Warranty - 5 year parts & labor, please visit www.Truemfg.com for specifics | 0 | 0 | Column Missing
| 1 |  | Door hinged right standard | 0 | 0 | Column Missing
| 1 |  | (3) chrome shelves & shelf supports standard per section | 0 | 0 | Column Missing
| 1 |  | 5" castors (set of 4), standard | 0 | 0 | Column Missing
866 | 1 | SELF PAY POS SYSTEM | BY OS&E | 0 | 0 | Column Missing
867 | 1 | SERVICE COUNTER WITH TRAY SLIDE |  | 0 | 0 | Column Missing
867 | 1 | REFRIGERATED GRAB AND GO CASE | Oasis® Self-Service Refrigerated Merchandiser, 36-3/4"W, high profile, open front, (4) non-lighted metal shelves, top light, Breeze-E (Type ll) with EnergyWise self-contained refrigeration system, Blue Fin coated coil, one piece formed ABS plastic tub, black interior, full end panels with mirror, cETLus, ETL-Sanitation | 10627.8571 | 10627.8571 | Column Missing
| 1 |  | NOTE: If GFCI is required, a GFCI breaker MUST be used in lieu of a GFCI receptacle | 0 | 0 | Column Missing
| 1 |  | 1 yr. parts & labor warranty, 5 yr. compressor warranty, standard | 0 | 0 | Column Missing
| 1 |  | Breeze-E (Type II) with EnergyWise self-contained refrigeration, lower front air intake/upper front air discharge, standard | 0 | 0 | Column Missing
| 1 |  | 110-120v/60/1ph, 16.0 amps, standard | 0 | 0 | Column Missing
| 1 |  | 6 ft straight blade power cord NEMA 5-20P (base exit), standard | 0 | 0 | Column Missing
| 1 |  | NOTE: Compressor air intake through lower front & channeled up rear & out upper front, front panel cannot be blocked | 0 | 0 | Column Missing
| 1 |  | Base Support: Casters, with levelers, standard | 0 | 0 | Column Missing
| 1 |  | Exterior: Wilsonart or Formica NON-PREMIUM laminate (Color chart available from factory rep or access color selections via www.wilsonart.com or www.formica.com) | 0 | 0 | Column Missing
| 1 |  | NOTE: SCC will not be responsible for additional charges incurred for Premium or other Manufacturer's laminate selections not originally quoted | 0 | 0 | Column Missing
| 1 |  | Lower front panel: Black, standard | 0 | 0 | Column Missing
| 1 |  | Left end panel: Full with mirrored interior, metal edging, standard | 0 | 0 | Column Missing
| 1 |  | Right end panel: Full with mirrored interior, metal edging, standard | 0 | 0 | Column Missing
| 1 |  | Exterior back panel: Solid back panel, black painted, standard | 0 | 0 | Column Missing
| 1 |  | Digital fahrenheit thermometer, standard | 0 | 0 | Column Missing
| 1 |  | Lights: LED 4000K w/ frosted lens, standard | 0 | 0 | Column Missing
868 | 1 | REFRIGERATED GRAB AND GO CASE | Oasis® Self-Service Refrigerated Merchandiser, 47-3/4"W, high profile, open front, (4) non-lighted shelves, top light, Breeze-E (Type ll) with EnergyWise self-contained refrigeration system, Blue Fin coated coil, one piece formed ABS plastic tub, black interior, full end panels with mirror, cETLus, ETL-Sanitation | 11430 | 11430 | Column Missing
| 1 |  | NOTE: If GFCI is required, a GFCI breaker MUST be used in lieu of a GFCI receptacle | 0 | 0 | Column Missing
| 1 |  | 1 yr. parts & labor warranty, 5 yr. compressor warranty, standard | 0 | 0 | Column Missing
| 1 |  | Breeze-E (Type II) with EnergyWise self-contained refrigeration, lower front air intake/upper front air discharge, standard | 0 | 0 | Column Missing
| 1 |  | 208-240v/60/1ph, 9.55 amps, standard | 0 | 0 | Column Missing
| 1 |  | 6 ft straight blade power cord NEMA 6-20P (base exit), standard | 0 | 0 | Column Missing
| 1 |  | NOTE: Compressor air intake through lower front & channeled up rear & out upper front, front panel cannot be blocked | 0 | 0 | Column Missing
| 1 |  | Base Support: Casters, with levelers, standard | 0 | 0 | Column Missing
| 1 |  | Exterior: Laminate standard color 909-58 Black | 0 | 0 | Column Missing
| 1 |  | Lower front panel: Black, standard | 0 | 0 | Column Missing
| 1 |  | Left end panel: Full with mirrored interior, metal edging, standard | 0 | 0 | Column Missing
| 1 |  | Right end panel: Full with mirrored interior, metal edging, standard | 0 | 0 | Column Missing
| 1 |  | Exterior back panel: Solid back panel, black painted, standard | 0 | 0 | Column Missing
| 1 |  | Digital fahrenheit thermometer, standard | 0 | 0 | Column Missing
| 1 |  | Lights: LED 4000K w/ frosted lens, standard | 0 | 0 | Column Missing
868 | 1 | SNEEZE GUARD | ZGuard® Food Shield, single, self-service, fully adjustable, 20-1/2" height, 14" wide tempered glass top & lower sneeze guard, 1" diameter tubing double supports, cULus (Contact factory for price) | 0 | 0 | Column Missing
| 1 |  | Slimline Light, 1-1/2" x 1-3/8", (specify length), cULus, NSF (contact factory for price) | 0 | 0 | Column Missing
| 1 |  | Lamp type to be specified | 0 | 0 | Column Missing
| 1 |  | Remote Infinite, standard | 0 | 0 | Column Missing
| 1 |  | Wiring exit point to be specified | 0 | 0 | Column Missing
| 1 |  | Finish to be specified | 0 | 0 | Column Missing
| 1 |  | Tubing to be specified (NOTE: aluminum may be used only on above counter mounts) | 0 | 0 | Column Missing
| 1 |  | Finish to be specified | 0 | 0 | Column Missing
| 1 |  | 1" radius corner, standard | 0 | 0 | Column Missing
869 | 0 | SpareNo | SpareNo | 0 | 0 | Column Missing
870 | 0 | SpareNo | SpareNo | 0 | 0 | Column Missing
871 | 1 | REFRIGERATED FOOD WELL | Cold Food Well Unit, drop-in, self-contained refrigeration, (3) 12" x 20" pan capacity, on/off switch with individual thermostatic controls, insulated pan, 1" drain, stainless steel inner liner, top & flange, steel exterior body, R-134A refrigerant, 1/4 HP, 115v/60/1-ph, 5.5 amps, NEMA 5-15P, NSF, cULus | 6908 | 6908 | Column Missing
| 1 |  | Note: Must specify voltage and phase | 0 | 0 | Column Missing
| 1 |  | Warranty; 1 year parts and labor, standard | 0 | 0 | Column Missing
871 | 1 | REFRIGERATED GRAB AND GO CASE | Oasis® Self-Service Refrigerated Merchandiser, 47-3/4"W, high profile, open front, (4) non-lighted shelves, top light, Breeze-E (Type ll) with EnergyWise self-contained refrigeration system, Blue Fin coated coil, one piece formed ABS plastic tub, black interior, full end panels with mirror, cETLus, ETL-Sanitation | 16002 | 16002 | Column Missing
| 1 |  | NOTE: If GFCI is required, a GFCI breaker MUST be used in lieu of a GFCI receptacle | 0 | 0 | Column Missing
| 1 |  | 1 yr. parts & labor warranty, 5 yr. compressor warranty, standard | 0 | 0 | Column Missing
| 1 |  | Breeze-E (Type II) with EnergyWise self-contained refrigeration, lower front air intake/upper front air discharge, standard | 0 | 0 | Column Missing
| 1 |  | 208-240v/60/1ph, 9.55 amps, standard | 0 | 0 | Column Missing
| 1 |  | 6 ft straight blade power cord NEMA 6-20P (base exit), standard | 0 | 0 | Column Missing
| 1 |  | NOTE: Compressor air intake through lower front & channeled up rear & out upper front, front panel cannot be blocked | 0 | 0 | Column Missing
| 1 |  | Base Support: Casters, with levelers, standard | 0 | 0 | Column Missing
| 1 |  | Exterior: Laminate standard color 909-58 Black | 0 | 0 | Column Missing
| 1 |  | Lower front panel: Black, standard | 0 | 0 | Column Missing
| 1 |  | Left end panel: Full with mirrored interior, metal edging, standard | 0 | 0 | Column Missing
| 1 |  | Right end panel: Full with mirrored interior, metal edging, standard | 0 | 0 | Column Missing
| 1 |  | Exterior back panel: Solid back panel, black painted, standard | 0 | 0 | Column Missing
| 1 |  | Digital fahrenheit thermometer, standard | 0 | 0 | Column Missing
| 1 |  | Lights: LED 4000K w/ frosted lens, standard | 0 | 0 | Column Missing
872 | 1 | AMBIENT GRAB AND GO CASE |  | 0 | 0 | Column Missing
872 | 1 | Open Display Merchandiser | Oasis® Self-Service Refrigerated Merchandiser, 36-3/4"W, high profile, open front, (4) non-lighted metal shelves, top light, Breeze-E (Type ll) with EnergyWise self-contained refrigeration system, Blue Fin coated coil, one piece formed ABS plastic tub, black interior, full end panels with mirror, cETLus, ETL-Sanitation | 10627.5 | 10627.5 | Column Missing
| 1 |  | NOTE: If GFCI is required, a GFCI breaker MUST be used in lieu of a GFCI receptacle | 0 | 0 | Column Missing
| 1 |  | 1 yr. parts & labor warranty, 5 yr. compressor warranty, standard | 0 | 0 | Column Missing
| 1 |  | Breeze-E (Type II) with EnergyWise self-contained refrigeration, lower front air intake/upper front air discharge, standard | 0 | 0 | Column Missing
| 1 |  | 110-120v/60/1ph, 16.0 amps, standard | 0 | 0 | Column Missing
| 1 |  | 6 ft straight blade power cord NEMA 5-20P (base exit), standard | 0 | 0 | Column Missing
| 1 |  | NOTE: Compressor air intake through lower front & channeled up rear & out upper front, front panel cannot be blocked | 0 | 0 | Column Missing
| 1 |  | Base Support: Casters, with levelers, standard | 0 | 0 | Column Missing
| 1 |  | Exterior: Laminate standard color 909-58 Black | 0 | 0 | Column Missing
| 1 |  | Lower front panel: Black, standard | 0 | 0 | Column Missing
| 1 |  | Left end panel: Full with mirrored interior, metal edging, standard | 0 | 0 | Column Missing
| 1 |  | Right end panel: Full with mirrored interior, metal edging, standard | 0 | 0 | Column Missing
| 1 |  | Exterior back panel: Solid back panel, black painted, standard | 0 | 0 | Column Missing
| 1 |  | Digital fahrenheit thermometer, standard | 0 | 0 | Column Missing
| 1 |  | Lights: LED 4000K w/ frosted lens, standard | 0 | 0 | Column Missing
872 | 1 | HOT FOOD WELL | Food Warmer, top-mount, built-in, electric, auto-fill, (3) 12" x 20" openings, drain with one valve, wet/dry operation, thermostatic control, stainless steel interior, insulated aluminum steel housing, WellsLok™, UL, NSF | 3925 | 3925 | Column Missing
| 1 |  | 1 year parts & labor warranty, standard | 0 | 0 | Column Missing
| 1 |  | Note: Must specify voltage and phase | 0 | 0 | Column Missing
| 1 |  | 208/240v/60/1-ph or 3-ph, 1.24/1.65 kW per well, field wired (field convertible) | 0 | 0 | Column Missing
873 | 1 | SNEEZE GUARD | ZGuard® Food Shield, single, self-service, fully adjustable, 20-1/2" height, 14" wide tempered glass top & lower sneeze guard, 1" diameter tubing double supports, cULus (Contact factory for price) | 0 | 0 | Column Missing
| 1 |  | Slimline Light, 1-1/2" x 1-3/8", (specify length), cULus, NSF (contact factory for price) | 0 | 0 | Column Missing
| 1 |  | Lamp type to be specified | 0 | 0 | Column Missing
| 1 |  | Remote Infinite, standard | 0 | 0 | Column Missing
| 1 |  | Wiring exit point to be specified | 0 | 0 | Column Missing
| 1 |  | Finish to be specified | 0 | 0 | Column Missing
| 1 |  | Tubing to be specified (NOTE: aluminum may be used only on above counter mounts) | 0 | 0 | Column Missing
| 1 |  | Finish to be specified | 0 | 0 | Column Missing
| 1 |  | 1" radius corner, standard | 0 | 0 | Column Missing
873 | 1 | SWING DOOR |  | 0 | 0 | Column Missing
874 | 1 | FOOD WARMER | Glo-Ray® Narrow Max Infrared Strip Heater, 48" L, tubular metal heater rod, single heater rod housing, stainless steel housing with angle mounting bracket, 1300 watts, cULus, UL EPH Classified, Made in USA | 314 | 314 | Column Missing
| 1 |  | NOTE: Sale of this product must comply with Hatco's Minimum Resale Price Policy; consult order acknowledgement for details | 0 | 0 | Column Missing
| 1 |  | NOTE: Includes 24/7 parts & service assistance, call 800-558-0607 | 0 | 0 | Column Missing
| 1 |  | One year on-site parts & labor warranty, plus one additional year parts only warranty on all Glo-Ray metal sheathed elements | 0 | 0 | Column Missing
| 1 |  | 120v/60/1-ph | 0 | 0 | Column Missing
| 1 |  | No control included, requires selection of RMB2 control box | 0 | 0 | Column Missing
| 1 |  | NOTE: If the current rating is under 20 amps. then select an RMB2-1R & RMB3-1R, if the current rating is between 20 & 40 amps select the RMB2-2R & RMB3-2R, RMB2-2R has (2) 20 amp outputs & RMB3-2R has (2) 15 amp outlets | 0 | 0 | Column Missing
| 1 |  | NOTE: Requires selection of RMB2 control | 0 | 0 | Column Missing
874 | 1 | SERVICE COUNTER |  | 0 | 0 | Column Missing
875 | 0 | SpareNo | SpareNo | 0 | 0 | Column Missing
875 | 1 | LOAD CENTER |  | 0 | 0 | Column Missing
876 | 1 | POS PRINTER | BY OS&E | 0 | 0 | Column Missing
876 | 1 | SURROUND |  | 0 | 0 | Column Missing
877 | 1 | POS SYSTEM | BY OS&E | 0 | 0 | Column Missing
877 | 1 | BEVERAGE DISPENSER |  | 0 | 0 | Column Missing
878 | 1 | SNEEZE GUARD | ZGuard® Food Shield, single, self-service, fully adjustable, 20-1/2" height, 14" wide tempered glass top & lower sneeze guard, 1" diameter tubing double supports, cULus (Contact factory for price) | 0 | 0 | Column Missing
| 1 |  | Slimline Light, 1-1/2" x 1-3/8", (specify length), cULus, NSF (contact factory for price) | 0 | 0 | Column Missing
| 1 |  | Lamp type to be specified | 0 | 0 | Column Missing
| 1 |  | Remote Infinite, standard | 0 | 0 | Column Missing
| 1 |  | Wiring exit point to be specified | 0 | 0 | Column Missing
| 1 |  | Finish to be specified | 0 | 0 | Column Missing
| 1 |  | Tubing to be specified (NOTE: aluminum may be used only on above counter mounts) | 0 | 0 | Column Missing
| 1 |  | Finish to be specified | 0 | 0 | Column Missing
| 1 |  | 1" radius corner, standard | 0 | 0 | Column Missing
878 | 1 | CHAIR | BY OS&E | 0 | 0 | Column Missing
879 | 0 | SpareNo | SpareNo | 0 | 0 | Column Missing
880 | 0 | SpareNo | SpareNo | 0 | 0 | Column Missing
881 | 1 | CONDIMENT COUNTER |  | 0 | 0 | Column Missing
881 | 1 | FOOD WARMER | Glo-Ray® Narrow Max Infrared Strip Heater, 48" L, tubular metal heater rod, single heater rod housing, stainless steel housing with angle mounting bracket, 1300 watts, cULus, UL EPH Classified, Made in USA | 370 | 370 | Column Missing
| 1 |  | NOTE: Sale of this product must comply with Hatco's Minimum Resale Price Policy; consult order acknowledgement for details | 0 | 0 | Column Missing
| 1 |  | NOTE: Includes 24/7 parts & service assistance, call 800-558-0607 | 0 | 0 | Column Missing
| 1 |  | One year on-site parts & labor warranty, plus one additional year parts only warranty on all Glo-Ray metal sheathed elements | 0 | 0 | Column Missing
| 1 |  | 120v/60/1-ph | 0 | 0 | Column Missing
| 1 |  | No control included, requires selection of RMB2 control box | 0 | 0 | Column Missing
| 1 |  | NOTE: If the current rating is under 20 amps. then select an RMB2-1R & RMB3-1R, if the current rating is between 20 & 40 amps select the RMB2-2R & RMB3-2R, RMB2-2R has (2) 20 amp outputs & RMB3-2R has (2) 15 amp outlets | 0 | 0 | Column Missing
| 1 |  | NOTE: Requires selection of RMB2 control | 0 | 0 | Column Missing
882 | 0 | SpareNo | SpareNo | 0 | 0 | Column Missing
882 | 1 | HOT FOOD WELL | Food Warmer, top-mount, drop-in, electric, auto-fill, (1) 12" x 20" pan opening with drain, wet/dry operation, thermostatic controls, 14" x 14" control panel, stainless steel interior, insulated aluminized steel housing, NSF, UL | 1793 | 1793 | Column Missing
| 1 |  | 1 year parts & labor warranty, standard | 0 | 0 | Column Missing
| 1 |  | Note: Must specify voltage and phase | 0 | 0 | Column Missing
| 1 |  | 208/240v/60/1-ph, 1.24/1.65 kW | 0 | 0 | Column Missing
883 | 0 | SpareNo | SpareNo | 0 | 0 | Column Missing
883 | 1 | REFRIGERATED COLD WELL | Cold Food Well Unit, drop-in, self-contained refrigeration, (2) 12" x 20" pan capacity, on/off switch with individual thermostatic controls, insulated pan, 1" drain, stainless steel inner liner, top & flange, steel exterior body, R-134A refrigerant, 1/4 HP, 115v/60/1-ph, 5.5 amps, NEMA 5-15P, NSF, cULus | 7086 | 7086 | Column Missing
| 1 |  | Note: Must specify voltage and phase | 0 | 0 | Column Missing
| 1 |  | Warranty; 1 year parts and labor, standard | 0 | 0 | Column Missing
884 | 0 | SpareNo | SpareNo | 0 | 0 | Column Missing
884 | 1 | SELF PAY POS SYSTEM | BY OS&E | 0 | 0 | Column Missing
885 | 0 | SpareNo | SpareNo | 0 | 0 | Column Missing
886 | 1 | POS PRINTER | BY OS&E | 0 | 0 | Column Missing
887 | 1 | POS SYSTEM | BY OS&E | 0 | 0 | Column Missing
888 | 1 | Microwave Oven | Amana® Commercial Microwave Oven, 0.8 cu. ft. capacity, 1000 watts, low volume, 4-stage cooking, (5) power levels, touchpad controls, (20) memory settings, 30-minute max cooking time, interlock safety switch, audible end of cycle signal, LED display, side hinged door with tempered glass, LED lighted interior, stainless steel interior & exterior, 120v/60/1-ph, 13.0 amps, 15 MCA, 1500 watts (total), cord, NEMA 5-15P, cETLus, ETL-Sanitation | 520 | 520 | Column Missing
| 1 |  | 3-year limited warranty (1 year full) | 0 | 0 | Column Missing
889 | 0 | SpareNo | SpareNo | 0 | 0 | Column Missing
890-900 | 0 | SpareNo | SpareNo | 0 | 0 | Column Missing
FLOOR SERVING PANTRY
901 | 0 | SpareNo | SpareNo | 0 | 0 | Column Missing
902 | 4 | HAND SINK | Hand Sink, wall mounted, 14" wide x 10" front-to-back x 5" deep bowl, 20 gauge 304 stainless steel, with splash mounted gooseneck faucet with wrist blades, basket drain, wall bracket, NSF, cCSAus | 371 | 1484 | Column Missing
| 4 |  | P-trap, heavy duty, 1-1/2", 17 gauge | 64 | 256 | Column Missing
| 4 |  | Welded Side Splash, 12"H (installed height), both sides, for hand sinks with 14" wide x 10" front-to-back bowl, splash mounted faucets | 244 | 976 | Column Missing
903 | 4 | TRASH RECEPTACLE | Slim Jim® Container, 23 gallon, 22"W x 11"D x 30"H, with venting channels, molded-in handles, general purpose waste, open type without lid, high-impact plastic construction, gray, Made in USA | 47 | 188 | Column Missing
904 | 4 | PREPARATION COUNTER |  | 0 | 0 | Column Missing
905 | 4 | Undercounter Refrigerator | Undercounter Refrigerator, 33 - 38°F, (1) stainless steel door, (2) PVC coated adjustable wire shelves, stainless steel top, front & sides, clear coated aluminum interior with stainless steel floor, (4) recessed castors, front breathing, R290 Hydrocarbon refrigerant, 1/6 HP, 115v/60/1-ph, 2.0 amps, NEMA 5-15P, cULus, UL EPH Classified, CE, Made in USA, ENERGY STAR® | 3574 | 14296 | Column Missing
| 4 |  | Self-contained refrigeration standard | 0 | 0 | Column Missing
| 4 |  | Warranty - 7 year compressor (self-contained only), please visit www.Truemfg.com for specifics | 0 | 0 | Column Missing
| 4 |  | Right Hand, Standard: Unit comes with field reversible hinges & is built with hinging on right side of unit. | 0 | 0 | Column Missing
| 4 |  | NOTE: Four (4) stationary castors. 31-5/8" (804 mm) work surface height. Two (2) front leg levelers included with unit for alternate use. No other castor/leg options are available for this model. | 0 | 0 | Column Missing
905 | 4 | Undercounter Refrigerator |  | 0 | 0 | Column Missing
906 | 4 | Microwave Oven | Amana® Commercial Microwave Oven, 0.8 cu. ft. capacity, 1000 watts, low volume, 4-stage cooking, (5) power levels, touchpad controls, (20) memory settings, 30-minute max cooking time, interlock safety switch, audible end of cycle signal, LED display, side hinged door with tempered glass, LED lighted interior, stainless steel interior & exterior, 120v/60/1-ph, 13.0 amps, 15 MCA, 1500 watts (total), cord, NEMA 5-15P, cETLus, ETL-Sanitation | 520 | 2080 | Column Missing
| 4 |  | 3-year limited warranty (1 year full) | 0 | 0 | Column Missing
906 | 4 | MICROWAVE |  | 0 | 0 | Column Missing
907 | 4 | TRAY DELIVERY CART |  | 0 | 0 | Column Missing
908 | 4 | BEVERAGE COUNTER WITH SINK |  | 0 | 0 | Column Missing
909 | 0 | SpareNo | SpareNo | 0 | 0 | Column Missing
910 | 0 | SpareNo | SpareNo | 0 | 0 | Column Missing
911 | 4 | TRASH CHUTE |  | 0 | 0 | Column Missing
912 | 4 | TRASH RECEPTACLE | Slim Jim® Container, 16 gallon, 22"L x 11"W x 25"H, with venting channels, molded-in handles, general purpose waste, open type without lid, high-impact plastic construction, gray, Made in USA | 37 | 148 | Column Missing
913 | 4 | Ice & Water Dispenser | Meridian™ Ice & Water Dispenser, Touchfree® infrared dispensing, H2 Nugget Ice, air-cooled, production capacity up to 500 lb/24 hours at 70°/50° (365 lb AHRI certified at 90°/70°), 25 lb bin storage capacity, sealed maintenance-free bearings, removable bin, removable air filter, SmoothStream™ water dispensing, removable spouts and sink, enlarged 0.8" sink drain, recessed utility chase, stainless steel evaporator and auger, enlarged 11" dispensing area, USB software upgrade port, unit specific QR code, stainless steel exterior, AgION™ antimicrobial protection, R-404a refrigerant, includes 7.5’ power cord with NEMA 5-15P plug, 115V/60/1, 9.0 amps, cULus, NSF, CE, engineered and assembled in USA | 9344 | 37376 | Column Missing
| 4 |  | NOTE: Sale of this product must comply with Scotsman's MSRP Policy; contact your Scotsman representative for details | 0 | 0 | Column Missing
| 4 |  | 3 year parts & labor warranties | 0 | 0 | Column Missing
| 4 |  | 5 year parts on compressor & condenser | 0 | 0 | Column Missing
914 | 4 | SELF-SERVE COFFEE MACHINE |  | 0 | 0 | Column Missing
914 | 4 | SELF SERVE COFFEE MACHINE |  | 0 | 0 | Column Missing
915 | 0 | SpareNo | SpareNo | 0 | 0 | Column Missing
915 | 4 | WATER FILTRATION SYSTEM |  | 0 | 0 | Column Missing
916 | 4 | SPILL UNIT | BY OS&E | 0 | 0 | Column Missing
917 | 0 | SpareNo | SpareNo | 0 | 0 | Column Missing
918 | 0 | SpareNo | SpareNo | 0 | 0 | Column Missing
919 | 0 | SpareNo | SpareNo | 0 | 0 | Column Missing
920-1000 | 0 | SpareNo | SpareNo | 0 | 0 | Column Missing
PANTRY AREA
1001 | 0 | SpareNo | SpareNo | 0 | 0 | Column Missing
1002 | 4 | HAND SINK | Hand Sink, wall mounted, 14" wide x 10" front-to-back x 5" deep bowl, 20 gauge 304 stainless steel, with splash mounted gooseneck faucet with wrist blades, basket drain, wall bracket, NSF, cCSAus | 371 | 1484 | Column Missing
| 4 |  | P-trap, heavy duty, 1-1/2", 17 gauge | 64 | 256 | Column Missing
| 4 |  | Welded Side Splash, 12"H (installed height), both sides, for hand sinks with 14" wide x 10" front-to-back bowl, splash mounted faucets | 244 | 976 | Column Missing
1003 | 4 | TRASH RECEPTACLE | Slim Jim® Container, 23 gallon, 22"W x 11"D x 30"H, with venting channels, molded-in handles, general purpose waste, open type without lid, high-impact plastic construction, gray, Made in USA | 47 | 188 | Column Missing
1004 | 4 | PREPARATION COUNTER |  | 0 | 0 | Column Missing
1005 | 4 | Undercounter Refrigerator | Undercounter Refrigerator, 33 - 38°F, (1) stainless steel door, (2) PVC coated adjustable wire shelves, stainless steel top, front & sides, clear coated aluminum interior with stainless steel floor, (4) recessed castors, front breathing, R290 Hydrocarbon refrigerant, 1/6 HP, 115v/60/1-ph, 2.0 amps, NEMA 5-15P, cULus, UL EPH Classified, CE, Made in USA, ENERGY STAR® | 3574 | 14296 | Column Missing
| 4 |  | Self-contained refrigeration standard | 0 | 0 | Column Missing
| 4 |  | Warranty - 7 year compressor (self-contained only), please visit www.Truemfg.com for specifics | 0 | 0 | Column Missing
| 4 |  | Right Hand, Standard: Unit comes with field reversible hinges & is built with hinging on right side of unit. | 0 | 0 | Column Missing
| 4 |  | NOTE: Four (4) stationary castors. 31-5/8" (804 mm) work surface height. Two (2) front leg levelers included with unit for alternate use. No other castor/leg options are available for this model. | 0 | 0 | Column Missing
1005 | 4 | Undercounter Refrigerator |  | 0 | 0 | Column Missing
1006 | 4 | Microwave Oven | Amana® Commercial Microwave Oven, 0.8 cu. ft. capacity, 1000 watts, low volume, 4-stage cooking, (5) power levels, touchpad controls, (20) memory settings, 30-minute max cooking time, interlock safety switch, audible end of cycle signal, LED display, side hinged door with tempered glass, LED lighted interior, stainless steel interior & exterior, 120v/60/1-ph, 13.0 amps, 15 MCA, 1500 watts (total), cord, NEMA 5-15P, cETLus, ETL-Sanitation | 520 | 2080 | Column Missing
| 4 |  | 3-year limited warranty (1 year full) | 0 | 0 | Column Missing
1006 | 4 | MICROWAVE |  | 0 | 0 | Column Missing
1007 | 4 | TRAY DELIVERY CART |  | 0 | 0 | Column Missing
1008 | 4 | BEVERAGE COUNTER WITH SINK |  | 0 | 0 | Column Missing
1009 | 0 | SpareNo | SpareNo | 0 | 0 | Column Missing
1010 | 0 | SpareNo | SpareNo | 0 | 0 | Column Missing
1011 | 4 | TRASH CHUTE |  | 0 | 0 | Column Missing
1012 | 4 | TRASH RECEPTACLE | Slim Jim® Container, 16 gallon, 22"L x 11"W x 25"H, with venting channels, molded-in handles, general purpose waste, open type without lid, high-impact plastic construction, gray, Made in USA | 37 | 148 | Column Missing
1013 | 4 | Ice & Water Dispenser | Meridian™ Ice & Water Dispenser, Touchfree® infrared dispensing, H2 Nugget Ice, air-cooled, production capacity up to 500 lb/24 hours at 70°/50° (365 lb AHRI certified at 90°/70°), 25 lb bin storage capacity, sealed maintenance-free bearings, removable bin, removable air filter, SmoothStream™ water dispensing, removable spouts and sink, enlarged 0.8" sink drain, recessed utility chase, stainless steel evaporator and auger, enlarged 11" dispensing area, USB software upgrade port, unit specific QR code, stainless steel exterior, AgION™ antimicrobial protection, R-404a refrigerant, includes 7.5’ power cord with NEMA 5-15P plug, 115V/60/1, 9.0 amps, cULus, NSF, CE, engineered and assembled in USA | 9344 | 37376 | Column Missing
| 4 |  | NOTE: Sale of this product must comply with Scotsman's MSRP Policy; contact your Scotsman representative for details | 0 | 0 | Column Missing
| 4 |  | 3 year parts & labor warranties | 0 | 0 | Column Missing
| 4 |  | 5 year parts on compressor & condenser | 0 | 0 | Column Missing
1014 | 4 | SELF-SERVE COFFEE MACHINE |  | 0 | 0 | Column Missing
1014 | 4 | SELF SERVE COFFEE MACHINE |  | 0 | 0 | Column Missing
1015 | 0 | SpareNo | SpareNo | 0 | 0 | Column Missing
1015 | 4 | WATER FILTRATION SYSTEM |  | 0 | 0 | Column Missing
1016 | 4 | SPILL UNIT | BY OS&E | 0 | 0 | Column Missing
1017 | 0 | SpareNo | SpareNo | 0 | 0 | Column Missing
1018 | 0 | SpareNo | SpareNo | 0 | 0 | Column Missing
1019 | 0 | SpareNo | SpareNo | 0 | 0 | Column Missing
1020-1200 | 0 | SpareNo | SpareNo | 0 | 0 | Column Missing
DRY STORAGE AREA
1201 | 6 | DRY STORAGE SHELVING | Super Erecta® Shelf, wire, 48"W x 18"D, plastic split sleeves are included in each carton, Metroseal 3™ epoxy-coated corrosion-resistant finish with Microban® antimicrobial protection, NSF | 385 | 2310 | Column Missing
1202 | 1 | SODA SYSTEM AND RACK | BY VENDOR | 0 | 0 | Column Missing
1203 | 2 | CO2 TANK | BY OS&E | 0 | 0 | Column Missing
1204 | 1 | Floor Trough And Grate |  | 0 | 0 | Column Missing
1205 | 0 | SpareNo | SpareNo | 0 | 0 | Column Missing
1206 | 1 | ICE MACHINE | Prodigy Plus® Ice Maker, cube style, water-cooled, self-contained condenser, production capacity up to 924 lb/24 hours at 70°/50° (832 lb AHRI certified at 90°/70°), medium cube size, AutoAlert™ indicating lights, WaterSense adjustable purge control, one-touch cleaning, harvest assist, unit specific QR code, stainless steel finish, AgION™ antimicrobial protection, 208-230v/60/1-ph, 9.0 amps, cULus, NSF, CE, engineered and assembled in USA (Discontinued 01/01/2023, verify availability with distributor) | 6944 | 6944 | Column Missing
| 1 |  | NOTE: Sale of this product must comply with Scotsman's MSRP Policy; contact your Scotsman representative for details | 0 | 0 | Column Missing
| 1 |  | 3 year parts & labor warranties | 0 | 0 | Column Missing
| 1 |  | 5 year parts & labor warranties on Evaporator | 0 | 0 | Column Missing
| 1 |  | 5 year parts on compressor & condenser | 0 | 0 | Column Missing
1207 | 1 | ICE BIN | Ice Bin, top-hinged front-opening door, 893 lb application capacity, for top-mounted ice maker, 48" width, metallic finish exterior, toolless removable baffle, polyurethane insulation, polyethylene liner, includes 6" legs, NSF, engineered and assembled in USA | 2325 | 2325 | Column Missing
| 1 |  | NOTE: Sale of this product must comply with Scotsman's MSRP Policy; contact your Scotsman representative for details | 0 | 0 | Column Missing
| 1 |  | 3 year parts & labor warranties | 0 | 0 | Column Missing
1208 | 1 | Water Filtration System | AquaPatrol™ Plus Water Filtration System, double system, 4.2 gallons per minute max flow, designed for cubers over 650 lb and up to 1,200 lb, and for flakers and nuggets over 1,200 lb, cULus, NSF | 540 | 540 | Column Missing
| 1 |  | NOTE: Sale of this product must comply with Scotsman's MSRP Policy; contact your Scotsman representative for details | 0 | 0 | Column Missing
1209 | 0 | SpareNo | SpareNo | 0 | 0 | Column Missing
1210 | 0 | SpareNo | SpareNo | 0 | 0 | Column Missing
PED SURVERY
1211 | 1 | HEATED HOLDING CABINET | Flav-R-Savor® Humidified Holding Cabinet, single opening with (2) Dutch doors, (17 pair) universal slides 3" OC adjustable on 1-1/2" OC, stainless steel construction, 5" swivel casters (two swivel with wheels locks, two rigid), NSF, cULus, Made in USA | 6661 | 6661 | Column Missing
| 1 |  | NOTE: Sale of this product must comply with Hatco's Minimum Resale Price Policy; consult order acknowledgement for details | 0 | 0 | Column Missing
| 1 |  | NOTE: Includes 24/7 parts & service assistance, call 414-671-6350 | 0 | 0 | Column Missing
| 1 |  | One year on-site parts & labor warranty, plus one additional year parts only warranty on all Flav-R-Savor® metal sheathed air heating elements | 0 | 0 | Column Missing
| 1 |  | 120v/60/1-ph, 1650 watts, 13.8 amps, NEMA 5-15P (domestic voltage), standard | 0 | 0 | Column Missing
| 1 |  | Standard Cord location: facing controls, right hand side panel, lower right corner | 0 | 0 | Column Missing
1212 | 1 | Reach-In Refrigerator | SPEC SERIES® Refrigerator, reach-in, two-section, (2) stainless steel doors with locks, cam-lift hinges, digital temperature control, (6) chrome shelves, LED interior lights, stainless steel front & sides, aluminum interior sides & walls, stainless floor & ceiling, 5" castors, R290 Hydrocarbon refrigerant, 1/2 HP, 115v/60/1-ph, 5.9 amps, NEMA 5-15P, cULus, UL EPH Classified, Made in USA, ENERGY STAR® | 14161 | 14161 | Column Missing
| 1 |  | Warranty - 7 year compressor (self-contained only), please visit www.Truemfg.com for specifics | 0 | 0 | Column Missing
| 1 |  | Warranty - 5 year parts & labor, please visit www.Truemfg.com for specifics | 0 | 0 | Column Missing
| 1 |  | Left door hinged left, right door hinged right standard | 0 | 0 | Column Missing
| 1 |  | (3) chrome shelves & shelf supports standard per section | 0 | 0 | Column Missing
| 1 |  | 5" castors (set of 4), standard | 0 | 0 | Column Missing
1212 | 1 | Reach-In Refrigerator | SPEC SERIES® Refrigerator, reach-in, one-section, (1) stainless steel door with lock, cam-lift hinges, digital temperature control, (3) chrome shelves, LED interior lights, stainless steel front & sides, aluminum interior sides & walls, stainless floor & ceiling, 5" castors, R290 Hydrocarbon refrigerant, 1/4 HP, 115v/60/1-ph, 3.8 amps, NEMA 5-15P, cULus, UL EPH Classified, Made in USA, ENERGY STAR® | 9148.5 | 9148.5 | Column Missing
| 1 |  | Warranty - 7 year compressor (self-contained only), please visit www.Truemfg.com for specifics | 0 | 0 | Column Missing
| 1 |  | Warranty - 5 year parts & labor, please visit www.Truemfg.com for specifics | 0 | 0 | Column Missing
| 1 |  | Door hinged right standard | 0 | 0 | Column Missing
| 1 |  | (3) chrome shelves & shelf supports standard per section | 0 | 0 | Column Missing
| 1 |  | 5" castors (set of 4), standard | 0 | 0 | Column Missing
1213 | 1 | Reach-In Freezer | SPEC SERIES® Freezer, reach-in, -10°F, one-section, (1) stainless steel door with lock, cam-lift hinges, digital temperature control, (3) chrome shelves, LED interior lights, stainless steel front & sides, aluminum interior, 5" castors, R290 Hydrocarbon refrigerant, 1/2 HP, 115v/60/1-ph, 6.0 amps, NEMA 5-15P, cULus, UL EPH Classified, Made in USA | 10862 | 10862 | Column Missing
| 1 |  | Warranty - 7 year compressor (self-contained only), please visit www.Truemfg.com for specifics | 0 | 0 | Column Missing
| 1 |  | Warranty - 5 year parts & labor, please visit www.Truemfg.com for specifics | 0 | 0 | Column Missing
| 1 |  | Door hinged right standard | 0 | 0 | Column Missing
| 1 |  | (3) chrome shelves & shelf supports standard per section | 0 | 0 | Column Missing
| 1 |  | 5" castors (set of 4), standard | 0 | 0 | Column Missing
1214 | 1 | BACK PREPARATION COUNTER WITH SINK |  | 0 | 0 | Column Missing
1214 | 4 | TRASH RECEPTACLE | Slim Jim® Container, 23 gallon, 22"W x 11"D x 30"H, with venting channels, molded-in handles, general purpose waste, open type without lid, high-impact plastic construction, gray, Made in USA | 47 | 188 | Column Missing
1215 | 0 | SpareNo | SpareNo | 0 | 0 | Column Missing
1215 | 1 | HOOD CONTROL CABINET |  | 0 | 0 | Column Missing
1216 | 1 | DROP-IN HAND SINK | Recessed Hand Sink, 14"W x 10"D x 5" deep sink bowl, includes: 4" OC deck mounted gooseneck faucet with aerator, soap & paper towel dispensers, 4"H side splashes, 304 stainless steel, NSF (countertop opening not to exceed 17-1/4" (front to back) x 17-3/8" (left to right)) | 1777 | 1777 | Column Missing
1216 | 4 | HAND SINK | Hand Sink, wall mounted, 14" wide x 10" front-to-back x 5" deep bowl, 20 gauge 304 stainless steel, with splash mounted gooseneck faucet with wrist blades, basket drain, wall bracket, NSF, cCSAus | 371 | 1484 | Column Missing
| 4 |  | P-trap, heavy duty, 1-1/2", 17 gauge | 64 | 256 | Column Missing
| 4 |  | Welded Side Splash, 12"H (installed height), both sides, for hand sinks with 14" wide x 10" front-to-back bowl, splash mounted faucets | 244 | 976 | Column Missing
1217 | 1 | WALL SHELF |  | 0 | 0 | Column Missing
1217 | 1 | EXHAUST HOOD |  | 0 | 0 | Column Missing
1218 | 1 | TRASH CHUTE |  | 0 | 0 | Column Missing
1218 | 1 | MODULAR GRIDDLE | Spec Series Heavy Duty Range, gas, 36"W, modular, griddle, 1" thick plate, 4"W grease gutter with 1 gallon can capacity, manual controls, stainless steel front, sides, 5"D landing ledge &, backguard, 90,000 BTU, 26kW, cETLus, NSF | 7374 | 7374 | Column Missing
| 1 |  | Limited one year parts and labor warranty, standard | 0 | 0 | Column Missing
| 1 |  | Gas type to be specified | 0 | 0 | Column Missing
| 1 |  | Standard with 1-1/4" front manifold | 0 | 0 | Column Missing
1219 | 0 | SpareNo | SpareNo | 0 | 0 | Column Missing
1220 | 0 | SpareNo | SpareNo | 0 | 0 | Column Missing
1221 | 1 | TRASH RECEPTACLE | Slim Jim® Container, 23 gallon, 22"W x 11"D x 30"H, with venting channels, molded-in handles, general purpose waste, open type without lid, high-impact plastic construction, gray, Made in USA | 47 | 47 | Column Missing
1221 | 1 | Refrigerated / Freezer EQUIPMENT STAND | FX Series Flexible Refrigerator or Freezer Chef Stand, 38" W, 3.0 cubic feet, single drawer with removable ABS insert, self-contained refrigeration with electronic control (40° refrigerator, -5° freezer), stainless steel finished top, front, sides & interior, casters, R290 Hydrocarbon refrigerant, 1/4 HP, UL, NSF, cUL , Made in USA | 10178 | 10178 | Column Missing
| 1 |  | (1) year parts, labor, and compressor warranty, standard | 0 | 0 | Column Missing
| 1 |  | 115v/60/1-ph, 1.7 amps, NEMA 5-15P, standard | 0 | 0 | Column Missing
| 1 |  | Drawer Lock, cylinder 1 each, per drawer | 344 | 344 | Column Missing
| 1 |  | 4-1/4" casters | 0 | 0 | Column Missing
1222 | 1 | RECESSED CUTTING BOARD |  | 0 | 0 | Column Missing
1222 | 1 | FRYER BATTERY | Fryer, gas, floor model, 50lb. capacity, built-in filter system, 5.5 GPM roller pump, snap action thermostat, drain station, cabinet, includes: food warmer, dump pan, joiner strips & filter start kit, stainless steel frypot, front, sides, landing ledge, & cabinet, casters, 120v/60/1-ph, 6.8 amps, 1/3 HP, 140,000 BTU, CSA Flame, CSA Star, NSF, CE | 17295 | 17295 | Column Missing
| 1 |  | Limited one year parts and labor warranty, standard | 0 | 0 | Column Missing
| 1 |  | Gas type to be specified | 0 | 0 | Column Missing
| 1 |  | Manifold gas shut-off valve (3/4" N.P.T.) | 90 | 90 | Column Missing
1222 | 1 | FRYER | Fryer, gas, floor model, 50 lb. capacity, tube fired cast iron burners, snap action thermostat, millivolt temperature control, includes: wire mesh crumb screen & (2) nickel-plated baskets, stainless steel front, door, sides, basket hanger & frypot, 6" legs, 140,000 BTU, CSA Flame, CSA Star, NSF, CE | 2120 | 2120 | Column Missing
| 1 |  | Limited one year parts and labor warranty, standard | 0 | 0 | Column Missing
| 1 |  | Gas type to be specified | 0 | 0 | Column Missing
| 1 |  | Swivel casters (set of 4) two with brakes, per set | 466 | 466 | Column Missing
1223 | 1 | CONVEYOR OVEN | High h Conveyor 1618™ Conveyor Oven, Rapid Cook, electric, countertop, single deck, 36" conveyor length, 16” wide by 18” length cook chamber, variable speed motor, idle mode, built-in self diagnostics, smart voltage sensor technology, cool to touch covers and panels, stainless steel front, top, sides and back, stainless steel interior, cULus, CE, UL EPH Classified, ANSI/NSF 4, TUV (standard) | 9752.04 | 9752.04 | Column Missing
| 1 |  | All items FOB: Carrollton, Texas: Consumable/accessory orders less than $5,000 will incur a handling fee. Orders shipping standard ground will incur a $15.00 handling fee. Orders shipping other than standard ground will incur $25.00 handling fee | 0 | 0 | Column Missing
| 1 |  | One year parts and labor warranty | 0 | 0 | Column Missing
| 1 |  | 208/240v/50/60/1-ph, 37.0amps, 6 foot cord (nominal), NEMA 6-50P, standard | 0 | 0 | Column Missing
| 1 |  | Kit, Ventless Retrofit, HhC 1618 Oven (professional installation required) | 704.135 | 704.135 | Column Missing
1223 | 1 | FIRE SUPPRESSION SYSTEM |  | 8750 | 8750 | Column Missing
1224 | 1 | Undercounter Freezer | Undercounter Freezer, -10°F, (2) stainless steel doors, (4) PVC coated adjustable wire shelves, stainless steel top & sides, aluminum interior with stainless steel floor, R290 Hydrocarbon refrigerant, 1/2 HP, 115v/60/1-ph, 3.2 amps, NEMA 5-15P, cULus, UL EPH Classified, CE, Made in USA, ENERGY STAR® | 6238.5 | 6238.5 | Column Missing
| 1 |  | Self-contained refrigeration standard | 0 | 0 | Column Missing
| 1 |  | Warranty - 7 year compressor (self-contained only), please visit www.Truemfg.com for specifics | 0 | 0 | Column Missing
| 1 |  | Warranty - 5 year parts & labor, please visit www.Truemfg.com for specifics | 0 | 0 | Column Missing
| 1 |  | Castors, 1-1/2" (31-7/8" work surface height = LP) | 322.5 | 322.5 | Column Missing
1224 | 1 | BACK PREPARATION COUNTER WITH SINK |  | 0 | 0 | Column Missing
1225 | 0 | SpareNo | SpareNo | 0 | 0 | Column Missing
1226 | 1 | FIRE SUPPRESSION SYSTEM |  | 8750 | 8750 | Column Missing
1226 | 1 | RECESSED CUTTING BOARD |  | 0 | 0 | Column Missing
1227 | 1 | EXHAUST HOOD |  | 0 | 0 | Column Missing
1227 | 1 | Undercounter Freezer | Undercounter Freezer, -10°F, (2) stainless steel doors, (4) PVC coated adjustable wire shelves, stainless steel top & sides, aluminum interior with stainless steel floor, R290 Hydrocarbon refrigerant, 1/2 HP, 115v/60/1-ph, 3.2 amps, NEMA 5-15P, cULus, UL EPH Classified, CE, Made in USA, ENERGY STAR® | 6238.5 | 6238.5 | Column Missing
| 1 |  | Self-contained refrigeration standard | 0 | 0 | Column Missing
| 1 |  | Warranty - 7 year compressor (self-contained only), please visit www.Truemfg.com for specifics | 0 | 0 | Column Missing
| 1 |  | Warranty - 5 year parts & labor, please visit www.Truemfg.com for specifics | 0 | 0 | Column Missing
| 1 |  | Castors, 1-1/2" (31-7/8" work surface height = LP) | 322.5 | 322.5 | Column Missing
1228 | 1 | FRYER BATTERY | Fryer, gas, floor model, 50lb. capacity, built-in filter system, 5.5 GPM roller pump, snap action thermostat, drain station, cabinet, includes: food warmer, dump pan, joiner strips & filter start kit, stainless steel frypot, front, sides, landing ledge, & cabinet, casters, 120v/60/1-ph, 6.8 amps, 1/3 HP, 140,000 BTU, CSA Flame, CSA Star, NSF, CE | 17295 | 17295 | Column Missing
| 1 |  | Limited one year parts and labor warranty, standard | 0 | 0 | Column Missing
| 1 |  | Gas type to be specified | 0 | 0 | Column Missing
| 1 |  | Manifold gas shut-off valve (3/4" N.P.T.) | 90 | 90 | Column Missing
1228 | 1 | CONVEYOR OVEN | High h Conveyor 1618™ Conveyor Oven, Rapid Cook, electric, countertop, single deck, 36" conveyor length, 16” wide by 18” length cook chamber, variable speed motor, idle mode, built-in self diagnostics, smart voltage sensor technology, cool to touch covers and panels, stainless steel front, top, sides and back, stainless steel interior, cULus, CE, UL EPH Classified, ANSI/NSF 4, TUV (standard) | 9752.04 | 9752.04 | Column Missing
| 1 |  | All items FOB: Carrollton, Texas: Consumable/accessory orders less than $5,000 will incur a handling fee. Orders shipping standard ground will incur a $15.00 handling fee. Orders shipping other than standard ground will incur $25.00 handling fee | 0 | 0 | Column Missing
| 1 |  | One year parts and labor warranty | 0 | 0 | Column Missing
| 1 |  | 208/240v/50/60/1-ph, 37.0amps, 6 foot cord (nominal), NEMA 6-50P, standard | 0 | 0 | Column Missing
| 1 |  | Kit, Ventless Retrofit, HhC 1618 Oven (professional installation required) | 704.135 | 704.135 | Column Missing
1229 | 0 | SpareNo | SpareNo | 0 | 0 | Column Missing
1230 | 0 | SpareNo | SpareNo | 0 | 0 | Column Missing
1231 | 1 | MODULAR GRIDDLE | Spec Series Heavy Duty Range, gas, 36"W, modular, griddle, 1" thick plate, 4"W grease gutter with 1 gallon can capacity, manual controls, stainless steel front, sides, 5"D landing ledge &, backguard, 90,000 BTU, 26kW, cETLus, NSF | 7374 | 7374 | Column Missing
| 1 |  | Limited one year parts and labor warranty, standard | 0 | 0 | Column Missing
| 1 |  | Gas type to be specified | 0 | 0 | Column Missing
| 1 |  | Standard with 1-1/4" front manifold | 0 | 0 | Column Missing
1231 | 1 | Undercounter Refrigerator | Undercounter Refrigerator, 33 - 38°F, (1) stainless steel door, (2) PVC coated adjustable wire shelves, stainless steel top, front & sides, clear coated aluminum interior with stainless steel floor, R290 Hydrocarbon refrigerant, 1/6 HP, 115v/60/1-ph, 2.0 amps, NEMA 5-15P, cULus, UL EPH Classified, CE, Made in USA | 3574 | 3574 | Column Missing
| 1 |  | Self-contained refrigeration standard | 0 | 0 | Column Missing
| 1 |  | 7 year compressor warranty, 6 years parts warranty, 5 year labor warranty standard. Please visit www.truemfg.com for specifics standard | 0 | 0 | Column Missing
| 1 |  | Right Hand, Standard: Unit comes with field reversible hinges & is built with hinging on right side of unit. | 0 | 0 | Column Missing
| 1 |  | Bolt locks, factory installed, standard | 0 | 0 | Column Missing
| 1 |  | Castors, 1-1/2" (31-7/8" work surface height = LP) | 322.5 | 322.5 | Column Missing
1232 | 1 | Refrigerated / Freezer EQUIPMENT STAND | FX Series Flexible Refrigerator or Freezer Chef Stand, 38" W, 3.0 cubic feet, single drawer with removable ABS insert, self-contained refrigeration with electronic control (40° refrigerator, -5° freezer), stainless steel finished top, front, sides & interior, casters, R290 Hydrocarbon refrigerant, 1/4 HP, UL, NSF, cUL , Made in USA | 10178 | 10178 | Column Missing
| 1 |  | (1) year parts, labor, and compressor warranty, standard | 0 | 0 | Column Missing
| 1 |  | 115v/60/1-ph, 1.7 amps, NEMA 5-15P, standard | 0 | 0 | Column Missing
| 1 |  | Drawer Lock, cylinder 1 each, per drawer | 344 | 344 | Column Missing
| 1 |  | 4-1/4" casters | 0 | 0 | Column Missing
1232 | 1 | WALL SHELF |  | 0 | 0 | Column Missing
1233 | 0 | SpareNo | SpareNo | 0 | 0 | Column Missing
1233 | 1 | RECESSED CUTTING BOARD |  | 0 | 0 | Column Missing
1234 | 1 | SERVERY COUNTER WITH TRAY SLIDE |  | 0 | 0 | Column Missing
1235 | 0 | SpareNo | SpareNo | 0 | 0 | Column Missing
1236 | 1 | RECESSED TRAY PICK-UP |  | 0 | 0 | Column Missing
1237 | 1 | NAPKIN DISPENSER | San Jamar® Venue™ Napkin Dispenser, stand mounted, countertop, 8" x 13" x 17-1/2" H, for full fold paper napkins, plastic, black pearl | 81.79 | 81.79 | Column Missing
1238 | 1 | Water Filtration System | AquaPatrol™ Plus Water Filtration System, single system, 2.1 gallons per minute max flow, designed for cubers up to 650 lb, and for flakers, nuggets & nugget dispensers up to 1,200 lb, cULus, NSF | 298 | 298 | Column Missing
| 1 |  | NOTE: Sale of this product must comply with Scotsman's MSRP Policy; contact your Scotsman representative for details | 0 | 0 | Column Missing
1239 | 0 | SpareNo | SpareNo | 0 | 0 | Column Missing
1240 | 0 | SpareNo | SpareNo | 0 | 0 | Column Missing
1241 | 1 | UTENSIL DISPENSER | Flatware organizer, 21-1/8"H x 6"W x 9-1/4"D, countertop, with inserts, (3) compartments, polystyrene, black | 92 | 92 | Column Missing
| 1 |  | 1 year limited warranty, standard | 0 | 0 | Column Missing
1242 | 1 | Cup Dispenser | Cup and Lid Organizer, four-section, slim design, accommodates 6 oz. to 44 oz. paper, plastic or foam cups, rim diameter ranges from 2-5/8" to 4-3/4", 19-1/2" H x 5-1/4" W x 20-3/4" D, polystyrene, black, NSF | 90 | 90 | Column Missing
| 1 |  | 1 year limited warranty, standard | 0 | 0 | Column Missing
1243 | 1 | REFRIGERATED MERCHANDISING SHELF |  | 0 | 0 | Column Missing
1244 | 1 | SODA AND ICE DISPENSER | BY OS&E | 0 | 0 | Column Missing
1245 | 0 | SpareNo | SpareNo | 0 | 0 | Column Missing
1246 | 1 | ICE MACHINE | Prodigy Plus® Ice Maker, nugget style, H2 Nugget Ice, water-cooled, self-contained condenser, production capacity up to 441 lb/24 hours at 70°/50° (378 lb AHRI certified at 90°/70°), sealed maintenance-free bearings, AutoAlert™ indicating lights, unit specific QR code, stainless auger and evaporator, one-touch cleaning, stainless steel finish, AgION™ antimicrobial protection, R-404A refrigerant, 115v/60/1-ph, 12.1 amps, NSF, cULus, engineered and assembled in USA | 5546 | 5546 | Column Missing
| 1 |  | NOTE: Sale of this product must comply with Scotsman's MSRP Policy; contact your Scotsman representative for details | 0 | 0 | Column Missing
| 1 |  | 3 year parts & labor warranties | 0 | 0 | Column Missing
| 1 |  | 5 year parts on compressor | 0 | 0 | Column Missing
| 1 |  | NOTE: Kit(s) required for all modular nugget ice machines placed on a dispenser; contact your Scotsman representative for details | 0 | 0 | Column Missing
1247 | 1 | ICED TEA BREWER | 36700.0059 TB3Q Iced Tea Brewer, 3-gallon capacity single brewer, 26.7 gallon/hour, quick disconnect, SplashGard® funnel, Quickbrew system(dispensers sold separately), 120v/60/1-ph, 1730w, 14.4amps, NEMA 5-15P, cord attached, UL, NSF | 0 | 0 | Column Missing
| 1 |  | Equipment discount category net prices must be rounded to the nearest dollar | 0 | 0 | Column Missing
1248 | 1 | BEVERAGE TROUGH |  | 0 | 0 | Column Missing
1249 | 0 | SpareNo | SpareNo | 0 | 0 | Column Missing
1250 | 0 | SpareNo | SpareNo | 0 | 0 | Column Missing
1251 | 1 | BEVERAGE DISPENSER |  | 0 | 0 | Column Missing
1252 | 1 | RECESSED CUTTING BOARD |  | 0 | 0 | Column Missing
1253 | 1 | REFRIGERATED COLD WELL | Cold Food Well Unit, drop-in, self-contained refrigeration, (4) 12" x 20" pan capacity, on/off switch with individual thermostatic controls, insulated pan, 1" drain, stainless steel inner liner, top & flange, steel exterior body, R-404A refrigerant, 1/3 HP, 115v/60/1-ph, 6.5 amps, NEMA 5-15P, NSF, cULus | 8157 | 8157 | Column Missing
| 1 |  | Note: Must specify voltage and phase | 0 | 0 | Column Missing
| 1 |  | Warranty; 1 year parts and labor, standard | 0 | 0 | Column Missing
1253 | 1 | REFRIGERATED COLD WELL | Cold Food Well Unit, drop-in, self-contained refrigeration, (2) 12" x 20" pan capacity, on/off switch with individual thermostatic controls, insulated pan, 1" drain, stainless steel inner liner, top & flange, steel exterior body, R-134A refrigerant, 1/4 HP, 115v/60/1-ph, 5.5 amps, NEMA 5-15P, NSF, cULus | 7085.5 | 7085.5 | Column Missing
| 1 |  | Note: Must specify voltage and phase | 0 | 0 | Column Missing
| 1 |  | Warranty; 1 year parts and labor, standard | 0 | 0 | Column Missing
1254 | 1 | SNEEZE GUARD | ZGuard® Food Shield, single, self-service, fully adjustable, 20-1/2" height, 14" wide tempered glass top & lower sneeze guard, 1" diameter tubing double supports, cULus (Contact factory for price) | 0 | 0 | Column Missing
| 1 |  | Slimline Light, 1-1/2" x 1-3/8", (specify length), cULus, NSF (contact factory for price) | 0 | 0 | Column Missing
| 1 |  | Lamp type to be specified | 0 | 0 | Column Missing
| 1 |  | Remote Infinite, standard | 0 | 0 | Column Missing
| 1 |  | Wiring exit point to be specified | 0 | 0 | Column Missing
| 1 |  | Finish to be specified | 0 | 0 | Column Missing
| 1 |  | Tubing to be specified (NOTE: aluminum may be used only on above counter mounts) | 0 | 0 | Column Missing
| 1 |  | Finish to be specified | 0 | 0 | Column Missing
| 1 |  | 1" radius corner, standard | 0 | 0 | Column Missing
1255 | 0 | SpareNo | SpareNo | 0 | 0 | Column Missing
1256 | 1 | UNDER COUNTER REFIGERATOR |  | 0 | 0 | Column Missing
1257 | 1 | SNEEZE GUARD | ZGuard® Food Shield, single, self-service, fully adjustable, 20-1/2" height, 14" wide tempered glass top & lower sneeze guard, 1" diameter tubing double supports, cULus (Contact factory for price) | 0 | 0 | Column Missing
| 1 |  | Slimline Light, 1-1/2" x 1-3/8", (specify length), cULus, NSF (contact factory for price) | 0 | 0 | Column Missing
| 1 |  | Lamp type to be specified | 0 | 0 | Column Missing
| 1 |  | Remote Infinite, standard | 0 | 0 | Column Missing
| 1 |  | Wiring exit point to be specified | 0 | 0 | Column Missing
| 1 |  | Finish to be specified | 0 | 0 | Column Missing
| 1 |  | Tubing to be specified (NOTE: aluminum may be used only on above counter mounts) | 0 | 0 | Column Missing
| 1 |  | Finish to be specified | 0 | 0 | Column Missing
| 1 |  | 1" radius corner, standard | 0 | 0 | Column Missing
1258 | 1 | RECESSED CUTTING BOARD |  | 0 | 0 | Column Missing
1259 | 0 | SpareNo | SpareNo | 0 | 0 | Column Missing
1260 | 0 | SpareNo | SpareNo | 0 | 0 | Column Missing
1261 | 1 | DROP-IN HEATED SHELF | Glo-Ray® Built In Heated Shelf with Flush Top, 31-1/2" x 17" surface area, hardcoat aluminum top, control thermostat, illuminated on/off switch & mounting bracket, 505 watts, NSF, CE, cUL, UL, UL EPH Classified, CSA | 980.5 | 980.5 | Column Missing
| 1 |  | NOTE: Sale of this product must comply with Hatco's Minimum Resale Price Policy; consult order acknowledgement for details | 0 | 0 | Column Missing
| 1 |  | NOTE: Includes 24/7 parts & service assistance, call 414-671-6350 | 0 | 0 | Column Missing
| 1 |  | 1-Yr Warranty on Blanket Heating Elements against burnout, standard | 0 | 0 | Column Missing
| 1 |  | 120v/60/1-ph, 505 watts, 4.2 amps, NEMA 5-15P (domestic voltage), standard | 0 | 0 | Column Missing
| 1 |  | NOTE: Recommended for use in metallic countertop, verify that the material is suitable for temperatures up to 200 degree F | 0 | 0 | Column Missing
| 1 |  | Thermostat control with lighted rocker switch (available at time of purchase only), standard | 0 | 0 | Column Missing
1261 | 1 | Hot Food Well Unit | Food Warmer, top-mount, built-in, electric, auto-fill, (3) 12" x 20" openings with manifold drains with one valve, wet/dry operation, thermostatic control, stainless steel interior, insulated aluminum steel housing, WellsLok™, UL, NSF | 4450.5 | 4450.5 | Column Missing
| 1 |  | 1 year parts & labor warranty, standard | 0 | 0 | Column Missing
| 1 |  | Note: Must specify voltage and phase | 0 | 0 | Column Missing
| 1 |  | 208/240v/60/1-ph or 3-ph, 1.24/1.65 kW per well, field wired (field convertible) | 0 | 0 | Column Missing
1262 | 1 | SNEEZE GUARD | ZGuard® Food Shield, single, self-service, fully adjustable, 20-1/2" height, 14" wide tempered glass top & lower sneeze guard, 1" diameter tubing double supports, cULus (Contact factory for price) | 0 | 0 | Column Missing
| 1 |  | Slimline Light, 1-1/2" x 1-3/8", (specify length), cULus, NSF (contact factory for price) | 0 | 0 | Column Missing
| 1 |  | Lamp type to be specified | 0 | 0 | Column Missing
| 1 |  | Remote Infinite, standard | 0 | 0 | Column Missing
| 1 |  | Wiring exit point to be specified | 0 | 0 | Column Missing
| 1 |  | Finish to be specified | 0 | 0 | Column Missing
| 1 |  | Tubing to be specified (NOTE: aluminum may be used only on above counter mounts) | 0 | 0 | Column Missing
| 1 |  | Finish to be specified | 0 | 0 | Column Missing
| 1 |  | 1" radius corner, standard | 0 | 0 | Column Missing
1263 | 1 | PATIENT ROOM PRINTER |  | 0 | 0 | Column Missing
1263 | 1 | HEATED DISPLAY SHELF | Spot On Slant Heated Zone Merchandising Warmer, countertop, dual shelf, (2) zones per shelf, (6) divider rods, thermostat, infrared heat, LED lighting, hardcoat aluminum base, tempered side glass hinged to post, designer panels, 1500 watts, 12.5 amps, cUL, UL, UL EPH Classified | 5523 | 5523 | Column Missing
| 1 |  | NOTE: Sale of this product must comply with Hatco's Minimum Resale Price Policy; consult order acknowledgement for details | 0 | 0 | Column Missing
| 1 |  | NOTE: Includes 24/7 parts & service assistance, call 414-671-6350 | 0 | 0 | Column Missing
| 1 |  | One year on-site parts & labor warranty, plus one additional year parts only warranty on all Glo-Ray metal sheathed elements | 0 | 0 | Column Missing
| 1 |  | 120v/60/1-ph, 1500 watts, 12.5 amps, NEMA 5-20P, standard | 0 | 0 | Column Missing
| 1 |  | Black, designer color (available at time of purchase only) | 0 | 0 | Column Missing
| 1 |  | NOTE: Flip door not available for both front & rear configurations | 0 | 0 | Column Missing
| 1 |  | NOTE: Flip door not available for both front & rear configurations | 0 | 0 | Column Missing
1264 | 1 | REFRIGERATED MERCHANDISING SHELF |  | 0 | 0 | Column Missing
1264 | 1 | PATIENT ROOM PRINTER |  | 0 | 0 | Column Missing
1265 | 0 | SpareNo | SpareNo | 0 | 0 | Column Missing
1266 | 1 | POS SYSTEM | BY OS&E | 0 | 0 | Column Missing
1266 | 1 | REFRIGERATED MERCHANDISING SHELF |  | 0 | 0 | Column Missing
1267 | 1 | POS SYSTEM | BY OS&E | 0 | 0 | Column Missing
1268 | 1 | SELF PAY POS SYSTEM | BY OS&E | 0 | 0 | Column Missing
1269 | 0 | SpareNo | SpareNo | 0 | 0 | Column Missing
1270 | 0 | SpareNo | SpareNo | 0 | 0 | Column Missing
WAREWASHING
1271 | 1 | ROLL-IN TRASH REFRIGERATOR | SPEC SERIES® Refrigerator, roll-in, (2) stainless steel doors with locks, cam-lift hinges, digital temperature control, incandescent interior lighting, stainless steel ramps, stainless steel front & sides, aluminum interior, 1/2 HP, 115v/60/1-ph, 11.8 amps, NEMA 5-15P, (accommodates 27"W x 29"D x 66"H carts, NOT included), cULus, UL EPH Classified, Made in USA | 15808 | 15808 | Column Missing
| 1 |  | Note: Due to the continued supply chain issues in the industry all True pricing is tentative based on final production dates. Any units ordered that will be produced on or after October 1st, 2022 may be subject to additional pricing escalators. Please contact your True representative for final lead times. | 0 | 0 | Column Missing
| 1 |  | Warranty - 3 year parts and labor, please visit www.Truemfg.com for specifics | 0 | 0 | Column Missing
| 1 |  | Warranty - 5 year compressor (self-contained only), please visit www.Truemfg.com for specifics | 0 | 0 | Column Missing
| 1 |  | Left door hinged left, right door hinged right standard | 0 | 0 | Column Missing
1272 | 2 | TRASH RECEPTACLE | ProSave® BRUTE® Container, without lid, 20 gallon, 19-1/2"D x 22-7/8"H, round, reinforced rims, built in handles, double rimmed base, high-impact plastic construction, gray, NSF, Made in USA | 23 | 46 | Column Missing
| 2 |  | Brute® Dolly, 18-1/4"D x 6-5/8"H, heavy duty 3" casters, 250 lb. capacity, for 2620, 2632, 2643, 2655, black | 45 | 90 | Column Missing
| 2 | Trash Receptacle Lid / Top | ProSave® Sliding Container Lid, fits container Brute® 2620, 20-3/4" dia. x 5"H, includes 3 cup portioning scoop (9G52), clear rotating sliding door, dishwasher safe, white, NSF, S.O.S. (Special Order Smallwares) product; see SOS document for details | 53 | 106 | Column Missing
1273 | 1 | SOILED TRAY RETURN CART | Bun Pan Rack, mobile, full height, end loading, open sides, accommodates (20) 18" x 26" pans, slides on 3" centers, all welded aluminum construction, (4) 5" platform casters, NSF, Made in USA, (standard factory lead time) | 523.5 | 523.5 | Column Missing
| 1 |  | Lifetime warranty against rust & corrosion, 5 year workmanship and material defects warranty, standard | 0 | 0 | Column Missing
| 1 |  | 5" platform type casters, std. | 0 | 0 | Column Missing
1274 | 1 | SOILED DISH TABLE |  | 0 | 0 | Column Missing
1275 | 0 | SpareNo | SpareNo | 0 | 0 | Column Missing
1276 | 1 | GLASS RACK SHELF |  | 0 | 0 | Column Missing
1277 | 1 | TRASH RECEPTACLE | ProSave® BRUTE® Container, without lid, 20 gallon, 19-1/2"D x 22-7/8"H, round, reinforced rims, built in handles, double rimmed base, high-impact plastic construction, gray, NSF, Made in USA | 23 | 23 | Column Missing
| 1 |  | Brute® Dolly, 18-1/4"D x 6-5/8"H, heavy duty 3" casters, 250 lb. capacity, for 2620, 2632, 2643, 2655, black | 45 | 45 | Column Missing
| 1 | Trash Receptacle Lid / Top | ProSave® Sliding Container Lid, fits container Brute® 2620, 20-3/4" dia. x 5"H, includes 3 cup portioning scoop (9G52), clear rotating sliding door, dishwasher safe, white, NSF, S.O.S. (Special Order Smallwares) product; see SOS document for details | 53 | 53 | Column Missing
1278 | 1 | DISH MACHINE | Genesis Dishwasher, door type, extended hood (27" opening for trays), ventless heat recovery, high temperature sanitizing with built-in stainless steel electric booster for (40°-70° rise), (40) racks/hour capacity, auto start, single point electrical connection, door interlock switch, on-board service diagnostics, Rinse Sentry feature, auto-fill, detergent & chemical connections, interchangeable upper & lower spray arms, automatic drain valve, vent fan control, bottom mounted HMI controls, mounted water PRV, stainless steel construction, electric tank heat, peg rack, flat rack, 2 HP self draining pump, NSF, cULus, ENERGY STAR® | 22939 | 22939 | Column Missing
| 1 |  | Fuel Surcharge | 50 | 50 | Column Missing
| 1 |  | 1 year parts & labor warranty, standard | 0 | 0 | Column Missing
| 1 |  | Complimentary factory authorized performance test included, upon equipment start-up. Consult local Champion sales representative for coordination of the start-up. If customer is beyond 60 miles from Champion authorized service agent, consult factory. | 0 | 0 | Column Missing
| 1 |  | Single-point electrical connection, standard | 0 | 0 | Column Missing
| 1 |  | Voltage to be specified | 0 | 0 | Column Missing
| 1 |  | Straight-through design application | 0 | 0 | Column Missing
1279 | 0 | SpareNo | SpareNo | 0 | 0 | Column Missing
1280 | 0 | SpareNo | SpareNo | 0 | 0 | Column Missing
1281 | 1 | CLEAN DISH TABLE |  | 0 | 0 | Column Missing
1282 | 1 | GLASS RACK SHELF |  | 0 | 0 | Column Missing
1283 | 1 | MOP SINK CABINET | Cabinet with Mop Sink, 25-3/16"W x 22-3/4"D x 84"H, mop sink base with drain (bowl 16” x 20” x 12”), left hinged door, (2) mop holders, (1) fixed intermediate shelf, slotted side panels for ventilation, 16/304 series stainless steel sink bowl, 18/304 series stainless steel sink bowl apron, 18/300 series stainless steel cabinet, NSF (right hinged door available on request) | 3994 | 3994 | Column Missing
| 1 |  | Service Sink Faucet, wall mount, 8" OC, 6-1/2" spout, with hose thread & pail hook, vacuum breaker spout, wall braced, chrome-plated brass | 439 | 439 | Column Missing
1284 | 1 | POT SINK |  | 0 | 0 | Column Missing
1285 | 0 | SpareNo | SpareNo | 0 | 0 | Column Missing
1286 | 1 | POT SHELF |  | 0 | 0 | Column Missing
1287 | 1 | TRASH RECEPTACLE | ProSave® BRUTE® Container, without lid, 20 gallon, 19-1/2"D x 22-7/8"H, round, reinforced rims, built in handles, double rimmed base, high-impact plastic construction, gray, NSF, Made in USA | 23 | 23 | Column Missing
| 1 |  | Brute® Dolly, 18-1/4"D x 6-5/8"H, heavy duty 3" casters, 250 lb. capacity, for 2620, 2632, 2643, 2655, black | 45 | 45 | Column Missing
| 1 | Trash Receptacle Lid / Top | ProSave® Sliding Container Lid, fits container Brute® 2620, 20-3/4" dia. x 5"H, includes 3 cup portioning scoop (9G52), clear rotating sliding door, dishwasher safe, white, NSF, S.O.S. (Special Order Smallwares) product; see SOS document for details | 53 | 53 | Column Missing
1288 | 1 | PRE-RINSE UNIT | Pre-Rinse Unit, spring style, backsplash mount, 8" centers, 16" riser, 36" hose, 1.15 GPM Ultra-Spray™ PLUS spray valve with built-in spray handle clip & dish guard bumper, lever handles with color coded indexes, add-on faucet with 10" swing spout, includes wall bracket, 1/2" NPT male inlets, brass, ADA Compliant | 310 | 310 | Column Missing
1289 | 0 | SpareNo | SpareNo | 0 | 0 | Column Missing
1290 | 0 | SpareNo | SpareNo | 0 | 0 | Column Missing
1291 | 1 | Floor Trough And Grate |  | 0 | 0 | Column Missing
1292 | 1 | POT SHELF |  | 0 | 0 | Column Missing
1293 | 1 | TRASH RECEPTACLE | Slim Jim® Container, 23 gallon, 22"W x 11"D x 30"H, with venting channels, molded-in handles, general purpose waste, open type without lid, high-impact plastic construction, gray, Made in USA | 47 | 47 | Column Missing
1294 | 4 | HAND SINK | Hand Sink, wall mounted, 14" wide x 10" front-to-back x 5" deep bowl, 20 gauge 304 stainless steel, with splash mounted gooseneck faucet with wrist blades, basket drain, wall bracket, NSF, cCSAus | 371 | 1484 | Column Missing
| 4 |  | P-trap, heavy duty, 1-1/2", 17 gauge | 64 | 256 | Column Missing
| 4 |  | Welded Side Splash, 12"H (installed height), both sides, for hand sinks with 14" wide x 10" front-to-back bowl, splash mounted faucets | 244 | 976 | Column Missing
1295-1300 | 0 | SpareNo | SpareNo | 0 | 0 | Column Missing
| 0 |  | SubHeader | 0 | 0 | Column Missing
1301 | 1 | REACH-IN FREEZER | SPEC SERIES® Freezer, reach-in, -10°F, one-section, (2) stainless steel half doors with locks, cam-lift hinges, digital temperature control, (3) chrome shelves, LED interior lights, stainless steel front & sides, aluminum interior, 5" castors, R290 Hydrocarbon refrigerant, 1/2 HP, 115v/60/1-ph, 6.0 amps, NEMA 5-15P, cULus, UL EPH Classified, Made in USA | 14545 | 14545 | Column Missing
| 1 |  | Note: Due to the continued supply chain issues in the industry all True pricing is tentative based on final production dates. Any units ordered that will be produced on or after October 1st, 2022 may be subject to additional pricing escalators. Please contact your True representative for final lead times. | 0 | 0 | Column Missing
| 1 |  | Warranty - 7 year compressor (self-contained only), please visit www.Truemfg.com for specifics | 0 | 0 | Column Missing
| 1 |  | Warranty - 5 year parts and labor, please visit www.Truemfg.com for specifics | 0 | 0 | Column Missing
| 1 |  | Door hinged right standard | 0 | 0 | Column Missing
| 1 |  | (3) chrome shelves and shelf supports standard per section | 0 | 0 | Column Missing
| 1 |  | 5" castors, set of 4, standard | 0 | 0 | Column Missing
1302 | 1 | REFRIGERATED GRAB AND GO CASE | Oasis® Self-Service Refrigerated Merchandiser, 47-3/4"W, high profile, open front, (4) non-lighted shelves, top light, Breeze-E (Type ll) with EnergyWise self-contained refrigeration system, Blue Fin coated coil, one piece formed ABS plastic tub, black interior, full end panels with mirror, cETLus, ETL-Sanitation | 16002 | 16002 | Column Missing
| 1 |  | NOTE: If GFCI is required, a GFCI breaker MUST be used in lieu of a GFCI receptacle | 0 | 0 | Column Missing
| 1 |  | 1 yr. parts & labor warranty, 5 yr. compressor warranty, standard | 0 | 0 | Column Missing
| 1 |  | Breeze-E (Type II) with EnergyWise self-contained refrigeration, lower front air intake/upper front air discharge, standard | 0 | 0 | Column Missing
| 1 |  | 208-240v/60/1ph, 9.55 amps, standard | 0 | 0 | Column Missing
| 1 |  | 6 ft straight blade power cord NEMA 6-20P (base exit), standard | 0 | 0 | Column Missing
| 1 |  | NOTE: Compressor air intake through lower front & channeled up rear & out upper front, front panel cannot be blocked | 0 | 0 | Column Missing
| 1 |  | Base Support: Casters, with levelers, standard | 0 | 0 | Column Missing
| 1 |  | Exterior: Laminate standard color 909-58 Black | 0 | 0 | Column Missing
| 1 |  | Lower front panel: Black, standard | 0 | 0 | Column Missing
| 1 |  | Left end panel: Full with mirrored interior, metal edging, standard | 0 | 0 | Column Missing
| 1 |  | Right end panel: Full with mirrored interior, metal edging, standard | 0 | 0 | Column Missing
| 1 |  | Exterior back panel: Solid back panel, black painted, standard | 0 | 0 | Column Missing
| 1 |  | Digital fahrenheit thermometer, standard | 0 | 0 | Column Missing
| 1 |  | Lights: LED 4000K w/ frosted lens, standard | 0 | 0 | Column Missing
1303 | 1 | CONDIMENT DISPENSER | BY OS&E | 0 | 0 | Column Missing
1304 | 4 | Microwave Oven | Amana® Commercial Microwave Oven, 0.8 cu. ft. capacity, 1000 watts, low volume, 4-stage cooking, (5) power levels, touchpad controls, (20) memory settings, 30-minute max cooking time, interlock safety switch, audible end of cycle signal, LED display, side hinged door with tempered glass, LED lighted interior, stainless steel interior & exterior, 120v/60/1-ph, 13.0 amps, 15 MCA, 1500 watts (total), cord, NEMA 5-15P, cETLus, ETL-Sanitation | 520 | 2080 | Column Missing
| 4 |  | 3-year limited warranty (1 year full) | 0 | 0 | Column Missing
1305 | 0 | SpareNo | SpareNo | 0 | 0 | Column Missing
1306 | 1 | WALL CABINET |  | 0 | 0 | Column Missing
1307 | 1 | BEVERAGE DISPENSER | BY OS&E | 0 | 0 | Column Missing
1308 | 1 | NAPKIN DISPENSER | BY OS&E | 0 | 0 | Column Missing
1309 | 0 | SpareNo | SpareNo | 0 | 0 | Column Missing
1310 | 0 | SpareNo | SpareNo | 0 | 0 | Column Missing
1311 | 1 | SELF PAY POS SYSTEM | BY OS&E | 0 | 0 | Column Missing
1312 | 1 | GRAB & GO COUNTER |  | 0 | 0 | Column Missing
1313 | 0 | SpareNo | SpareNo | 0 | 0 | Column Missing
1314 | 0 | SpareNo | SpareNo | 0 | 0 | Column Missing
1315-1400 | 0 | SpareNo | SpareNo | 0 | 0 | Column Missing
PANTRY AREA
1401 | 3 | TRAY DELIVERY CART |  | 0 | 0 | Column Missing
1402 | 3 | PREPARATION COUNTER |  | 0 | 0 | Column Missing
1403 | 3 | TRASH CHUTE |  | 0 | 0 | Column Missing
1404 | 3 | TRASH RECEPTACLE | Slim Jim® Container, 16 gallon, 22"L x 11"W x 25"H, with venting channels, molded-in handles, general purpose waste, open type without lid, high-impact plastic construction, gray, Made in USA | 37 | 111 | Column Missing
1405 | 0 | SpareNo | SpareNo | 0 | 0 | Column Missing
1405 | 1 | WALL CABINET |  | 0 | 0 | Column Missing
1406 | 3 | Ice & Water Dispenser | Meridian™ Ice & Water Dispenser, Touchfree® infrared dispensing, H2 Nugget Ice, air-cooled, production capacity up to 500 lb/24 hours at 70°/50° (365 lb AHRI certified at 90°/70°), 25 lb bin storage capacity, sealed maintenance-free bearings, removable bin, removable air filter, SmoothStream™ water dispensing, removable spouts and sink, enlarged 0.8" sink drain, recessed utility chase, stainless steel evaporator and auger, enlarged 11" dispensing area, USB software upgrade port, unit specific QR code, stainless steel exterior, AgION™ antimicrobial protection, R-404a refrigerant, includes 7.5’ power cord with NEMA 5-15P plug, 115V/60/1, 9.0 amps, cULus, NSF, CE, engineered and assembled in USA | 9344 | 28032 | Column Missing
| 3 |  | NOTE: Sale of this product must comply with Scotsman's MSRP Policy; contact your Scotsman representative for details | 0 | 0 | Column Missing
| 3 |  | 3 year parts & labor warranties | 0 | 0 | Column Missing
| 3 |  | 5 year parts on compressor & condenser | 0 | 0 | Column Missing
1406 | 3 | Microwave Oven | Amana® Commercial Microwave Oven, 0.8 cu. ft. capacity, 1000 watts, low volume, 4-stage cooking, (5) power levels, touchpad controls, (20) memory settings, 30-minute max cooking time, interlock safety switch, audible end of cycle signal, LED display, side hinged door with tempered glass, LED lighted interior, stainless steel interior & exterior, 120v/60/1-ph, 13.0 amps, 15 MCA, 1500 watts (total), cord, NEMA 5-15P, cETLus, ETL-Sanitation | 520 | 1560 | Column Missing
| 3 |  | 3-year limited warranty (1 year full) | 0 | 0 | Column Missing
1407 | 4 | Microwave Oven | Amana® Commercial Microwave Oven, 0.8 cu. ft. capacity, 1000 watts, low volume, 4-stage cooking, (5) power levels, touchpad controls, (20) memory settings, 30-minute max cooking time, interlock safety switch, audible end of cycle signal, LED display, side hinged door with tempered glass, LED lighted interior, stainless steel interior & exterior, 120v/60/1-ph, 13.0 amps, 15 MCA, 1500 watts (total), cord, NEMA 5-15P, cETLus, ETL-Sanitation | 520 | 2080 | Column Missing
| 4 |  | 3-year limited warranty (1 year full) | 0 | 0 | Column Missing
1407 | 3 | Ice & Water Dispenser | Meridian™ Ice & Water Dispenser, Touchfree® infrared dispensing, H2 Nugget Ice, air-cooled, production capacity up to 500 lb/24 hours at 70°/50° (365 lb AHRI certified at 90°/70°), 25 lb bin storage capacity, sealed maintenance-free bearings, removable bin, removable air filter, SmoothStream™ water dispensing, removable spouts and sink, enlarged 0.8" sink drain, recessed utility chase, stainless steel evaporator and auger, enlarged 11" dispensing area, USB software upgrade port, unit specific QR code, stainless steel exterior, AgION™ antimicrobial protection, R-404a refrigerant, includes 7.5’ power cord with NEMA 5-15P plug, 115V/60/1, 9.0 amps, cULus, NSF, CE, engineered and assembled in USA | 9344 | 28032 | Column Missing
| 3 |  | NOTE: Sale of this product must comply with Scotsman's MSRP Policy; contact your Scotsman representative for details | 0 | 0 | Column Missing
| 3 |  | 3 year parts & labor warranties | 0 | 0 | Column Missing
| 3 |  | 5 year parts on compressor & condenser | 0 | 0 | Column Missing
1408 | 0 | SpareNo | SpareNo | 0 | 0 | Column Missing
1408 | 6 | Disposable Cup Dispenser | Cup Dispenser, surface/stand mounted, adjustable, pull-type, rim dia. 2-5/8" - 3-3/32", tube dia. 3-5/16", 25-1/2" long, stainless steel construction, NSF, includes mounting brackets & hardware | 59 | 354 | Column Missing
| 6 |  | 1 year limited warranty, standard | 0 | 0 | Column Missing
1409 | 0 | SpareNo | SpareNo | 0 | 0 | Column Missing
1410 | 0 | SpareNo | SpareNo | 0 | 0 | Column Missing
1411 | 3 | Undercounter Refrigerator | Undercounter Refrigerator, 33 - 38°F, (1) stainless steel door, (2) PVC coated adjustable wire shelves, stainless steel top, front & sides, clear coated aluminum interior with stainless steel floor, (4) recessed castors, front breathing, R290 Hydrocarbon refrigerant, 1/6 HP, 115v/60/1-ph, 2.0 amps, NEMA 5-15P, cULus, UL EPH Classified, CE, Made in USA, ENERGY STAR® | 3574 | 10722 | Column Missing
| 3 |  | Self-contained refrigeration standard | 0 | 0 | Column Missing
| 3 |  | Warranty - 7 year compressor (self-contained only), please visit www.Truemfg.com for specifics | 0 | 0 | Column Missing
| 3 |  | Right Hand, Standard: Unit comes with field reversible hinges & is built with hinging on right side of unit. | 0 | 0 | Column Missing
| 3 |  | NOTE: Four (4) stationary castors. 31-5/8" (804 mm) work surface height. Two (2) front leg levelers included with unit for alternate use. No other castor/leg options are available for this model. | 0 | 0 | Column Missing
1412 | 3 | HAND SINK | Hand Sink, wall mounted, 14" wide x 10" front-to-back x 5" deep bowl, 20 gauge 304 stainless steel, with splash mounted gooseneck faucet with wrist blades, basket drain, wall bracket, NSF, cCSAus | 371 | 1113 | Column Missing
| 3 |  | P-trap, heavy duty, 1-1/2", 17 gauge | 64 | 192 | Column Missing
| 3 |  | Welded Side Splash, 12"H (installed height), both sides, for hand sinks with 14" wide x 10" front-to-back bowl, splash mounted faucets | 244 | 732 | Column Missing
1413 | 3 | TRASH RECEPTACLE | Slim Jim® Container, 23 gallon, 22"W x 11"D x 30"H, with venting channels, molded-in handles, general purpose waste, open type without lid, high-impact plastic construction, gray, Made in USA | 47 | 141 | Column Missing
1414 | 3 | SPILL UNIT | BY OS&E | 0 | 0 | Column Missing
1415-1500 | 0 | SpareNo | SpareNo | 0 | 0 | Column Missing
PANTRY AREA
1501 | 3 | TRAY DELIVERY CART |  | 0 | 0 | Column Missing
1502 | 3 | PREPARATION COUNTER |  | 0 | 0 | Column Missing
1503 | 3 | TRASH CHUTE |  | 0 | 0 | Column Missing
1504 | 3 | TRASH RECEPTACLE | Slim Jim® Container, 16 gallon, 22"L x 11"W x 25"H, with venting channels, molded-in handles, general purpose waste, open type without lid, high-impact plastic construction, gray, Made in USA | 37 | 111 | Column Missing
1505 | 0 | SpareNo | SpareNo | 0 | 0 | Column Missing
1505 | 3 | WALL CABINET |  | 0 | 0 | Column Missing
1506 | 3 | Ice & Water Dispenser | Meridian™ Ice & Water Dispenser, Touchfree® infrared dispensing, H2 Nugget Ice, air-cooled, production capacity up to 500 lb/24 hours at 70°/50° (365 lb AHRI certified at 90°/70°), 25 lb bin storage capacity, sealed maintenance-free bearings, removable bin, removable air filter, SmoothStream™ water dispensing, removable spouts and sink, enlarged 0.8" sink drain, recessed utility chase, stainless steel evaporator and auger, enlarged 11" dispensing area, USB software upgrade port, unit specific QR code, stainless steel exterior, AgION™ antimicrobial protection, R-404a refrigerant, includes 7.5’ power cord with NEMA 5-15P plug, 115V/60/1, 9.0 amps, cULus, NSF, CE, engineered and assembled in USA | 9344 | 28032 | Column Missing
| 3 |  | NOTE: Sale of this product must comply with Scotsman's MSRP Policy; contact your Scotsman representative for details | 0 | 0 | Column Missing
| 3 |  | 3 year parts & labor warranties | 0 | 0 | Column Missing
| 3 |  | 5 year parts on compressor & condenser | 0 | 0 | Column Missing
1506 | 3 | Microwave Oven | Amana® Commercial Microwave Oven, 0.8 cu. ft. capacity, 1000 watts, low volume, 4-stage cooking, (5) power levels, touchpad controls, (20) memory settings, 30-minute max cooking time, interlock safety switch, audible end of cycle signal, LED display, side hinged door with tempered glass, LED lighted interior, stainless steel interior & exterior, 120v/60/1-ph, 13.0 amps, 15 MCA, 1500 watts (total), cord, NEMA 5-15P, cETLus, ETL-Sanitation | 520 | 1560 | Column Missing
| 3 |  | 3-year limited warranty (1 year full) | 0 | 0 | Column Missing
1507 | 3 | Microwave Oven | Amana® Commercial Microwave Oven, 0.8 cu. ft. capacity, 1000 watts, low volume, 4-stage cooking, (5) power levels, touchpad controls, (20) memory settings, 30-minute max cooking time, interlock safety switch, audible end of cycle signal, LED display, side hinged door with tempered glass, LED lighted interior, stainless steel interior & exterior, 120v/60/1-ph, 13.0 amps, 15 MCA, 1500 watts (total), cord, NEMA 5-15P, cETLus, ETL-Sanitation | 520 | 1560 | Column Missing
| 3 |  | 3-year limited warranty (1 year full) | 0 | 0 | Column Missing
1507 | 3 | Ice & Water Dispenser | Meridian™ Ice & Water Dispenser, Touchfree® infrared dispensing, H2 Nugget Ice, air-cooled, production capacity up to 500 lb/24 hours at 70°/50° (365 lb AHRI certified at 90°/70°), 25 lb bin storage capacity, sealed maintenance-free bearings, removable bin, removable air filter, SmoothStream™ water dispensing, removable spouts and sink, enlarged 0.8" sink drain, recessed utility chase, stainless steel evaporator and auger, enlarged 11" dispensing area, USB software upgrade port, unit specific QR code, stainless steel exterior, AgION™ antimicrobial protection, R-404a refrigerant, includes 7.5’ power cord with NEMA 5-15P plug, 115V/60/1, 9.0 amps, cULus, NSF, CE, engineered and assembled in USA | 9344 | 28032 | Column Missing
| 3 |  | NOTE: Sale of this product must comply with Scotsman's MSRP Policy; contact your Scotsman representative for details | 0 | 0 | Column Missing
| 3 |  | 3 year parts & labor warranties | 0 | 0 | Column Missing
| 3 |  | 5 year parts on compressor & condenser | 0 | 0 | Column Missing
1508 | 0 | SpareNo | SpareNo | 0 | 0 | Column Missing
1508 | 6 | Disposable Cup Dispenser | Cup Dispenser, surface/stand mounted, adjustable, pull-type, rim dia. 2-5/8" - 3-3/32", tube dia. 3-5/16", 25-1/2" long, stainless steel construction, NSF, includes mounting brackets & hardware | 59 | 354 | Column Missing
| 6 |  | 1 year limited warranty, standard | 0 | 0 | Column Missing
1509 | 0 | SpareNo | SpareNo | 0 | 0 | Column Missing
1510 | 0 | SpareNo | SpareNo | 0 | 0 | Column Missing
1511 | 3 | Undercounter Refrigerator | Undercounter Refrigerator, 33 - 38°F, (1) stainless steel door, (2) PVC coated adjustable wire shelves, stainless steel top, front & sides, clear coated aluminum interior with stainless steel floor, (4) recessed castors, front breathing, R290 Hydrocarbon refrigerant, 1/6 HP, 115v/60/1-ph, 2.0 amps, NEMA 5-15P, cULus, UL EPH Classified, CE, Made in USA, ENERGY STAR® | 3574 | 10722 | Column Missing
| 3 |  | Self-contained refrigeration standard | 0 | 0 | Column Missing
| 3 |  | Warranty - 7 year compressor (self-contained only), please visit www.Truemfg.com for specifics | 0 | 0 | Column Missing
| 3 |  | Right Hand, Standard: Unit comes with field reversible hinges & is built with hinging on right side of unit. | 0 | 0 | Column Missing
| 3 |  | NOTE: Four (4) stationary castors. 31-5/8" (804 mm) work surface height. Two (2) front leg levelers included with unit for alternate use. No other castor/leg options are available for this model. | 0 | 0 | Column Missing
1512 | 3 | HAND SINK | Hand Sink, wall mounted, 14" wide x 10" front-to-back x 5" deep bowl, 20 gauge 304 stainless steel, with splash mounted gooseneck faucet with wrist blades, basket drain, wall bracket, NSF, cCSAus | 371 | 1113 | Column Missing
| 3 |  | P-trap, heavy duty, 1-1/2", 17 gauge | 64 | 192 | Column Missing
| 3 |  | Welded Side Splash, 12"H (installed height), both sides, for hand sinks with 14" wide x 10" front-to-back bowl, splash mounted faucets | 244 | 732 | Column Missing
1513 | 3 | TRASH RECEPTACLE | Slim Jim® Container, 23 gallon, 22"W x 11"D x 30"H, with venting channels, molded-in handles, general purpose waste, open type without lid, high-impact plastic construction, gray, Made in USA | 47 | 141 | Column Missing
1514 | 3 | SPILL UNIT | BY OS&E | 0 | 0 | Column Missing
1515-1600 | 0 | SpareNo | SpareNo | 0 | 0 | Column Missing
Equipment SubTotal
Delivery, Installation, Set-in Place
Total
QUALIFICATIONS
1. Price does not include project contingency.
2. Price does not include sales tax or use taxes.
3. Price is good through _____________