## Sheet
Title
June 18, 2024
Item | Qty | Description | Model | Unit Cost | Total | Remarks
FS1.1
BULK STORAGE AREA
1 | 1 | REFRIGERATION RACK |  | 0 | 0 | Column Missing
2 | 0 | SpareNo | SpareNo | 0 | 0 | Column Missing
3 | 0 | SpareNo | SpareNo | 0 | 0 | Column Missing
4 | 0 | SpareNo | SpareNo | 0 | 0 | Column Missing
5 | 0 | SpareNo | SpareNo | 0 | 0 | Column Missing
6 | 1 | WORK SURFACE | MILLWORK/ BY GENERAL CONTRACTOR | 0 | 0 | Column Missing
7 | 1 | COMPUTER | BY OS&E | 0 | 0 | Column Missing
8 | 1 | CHAIR | BY OS&E | 0 | 0 | Column Missing
9 | 0 | SpareNo | SpareNo | 0 | 0 | Column Missing
10 | 0 | SpareNo | SpareNo | 0 | 0 | Column Missing
11 | 1 | HIGH DENSITY SHELVING | Super Erecta® & Super Adjustable Top-Track Stationary End Unit Kit, 24"W, includes: 86"H chrome plated posts, & hardware necessary for connecting stationary end units to track (shelves sold separately), NSF | 396.5 | 396.5 | Column Missing
12 | 1 | HIGH DENSITY SHELVING | Super Erecta® & Super Adjustable Top-Track Stationary End Unit Kit, 24"W, includes: 86"H chrome plated posts, & hardware necessary for connecting stationary end units to track (shelves sold separately), NSF | 396.5 | 396.5 | Column Missing
13 | 1 | HIGH DENSITY SHELVING | Super Erecta® & Super Adjustable Top-Track Stationary End Unit Kit, 24"W, includes: 86"H chrome plated posts, & hardware necessary for connecting stationary end units to track (shelves sold separately), NSF | 396.5 | 396.5 | Column Missing
14 | 2 | DRY STORAGE SHELVING | Super Erecta® Shelf, wire, 48"W x 18"D, plastic split sleeves are included in each carton, Metroseal 3™ epoxy-coated corrosion-resistant finish with Microban® antimicrobial protection, NSF | 384.9982 | 769.9965 | Column Missing
15 | 0 | SpareNo | SpareNo | 0 | 0 | Column Missing
16 | 11 | NON-FOOD STORAGE SHELVING | Super Erecta® Shelf, wire, 48"W x 18"D, plastic split sleeves are included in each carton, Metroseal 3™ epoxy-coated corrosion-resistant finish with Microban® antimicrobial protection, NSF | 384.9982 | 4234.9807 | Column Missing
17 | 9 | EQUIPMENT STORAGE SHELVING | Super Erecta® Shelf, wire, 48"W x 18"D, plastic split sleeves are included in each carton, Metroseal 3™ epoxy-coated corrosion-resistant finish with Microban® antimicrobial protection, NSF | 384.9982 | 3464.9842 | Column Missing
18 | 1 | BEVERAGE COOLER |  | 0 | 0 | Column Missing
19 | 0 | SpareNo | SpareNo | 0 | 0 | Column Missing
20 | 0 | SpareNo | SpareNo | 0 | 0 | Column Missing
21 | 1 | FLOOR TROUGH AND GRATE |  | 0 | 0 | Column Missing
22 | 1 | EVAPORATOR COIL |  | 0 | 0 | Column Missing
23 | 7 | COOLER STORAGE SHELVING | Super Erecta® Shelf, wire, 48"W x 18"D, plastic split sleeves are included in each carton, Metroseal 3™ epoxy-coated corrosion-resistant finish with Microban® antimicrobial protection, NSF | 384.9982 | 2694.9877 | Column Missing
24 | 8 | BEVERAGE STORAGE SHELVING | Super Erecta® Shelf, wire, 48"W x 18"D, plastic split sleeves are included in each carton, Metroseal 3™ epoxy-coated corrosion-resistant finish with Microban® antimicrobial protection, NSF | 384.9982 | 3079.986 | Column Missing
25 | 0 | SpareNo | SpareNo | 0 | 0 | Column Missing
26 | 2 | SODA BAG IN BOX RACK | BY VENDOR | 0 | 0 | Column Missing
27 | 5 | CO2 TANK | BY VENDOR | 0 | 0 | Column Missing
28 | 1 | AIR CURTAIN | Standard Series 2 Air Curtain, for 42" wide door, unheated, UVC/HCP, includes magnetic switch (99-018) and 24v control, galvanized steel cabinet, obsidian black powder coat finish, (1) 1/2 HP motor, 115v/60/1-ph, 510 watts, cord & plug, 5.1 amps, cETLus | 1200 | 1200 | Column Missing
29 | 0 | SpareNo | SpareNo | 0 | 0 | Column Missing
30 | 0 | SpareNo | SpareNo | 0 | 0 | Column Missing
31 | 1 | BULK COOLER |  | 0 | 0 | Column Missing
32 | 1 | FLOOR TROUGH AND GRATE |  | 0 | 0 | Column Missing
33 | 1 | LOW-PROFILE EVAPORATOR COIL |  | 0 | 0 | Column Missing
34 | 11 | COOLER STORAGE SHELVING | Super Erecta® Shelf, wire, 48"W x 18"D, plastic split sleeves are included in each carton, Metroseal 3™ epoxy-coated corrosion-resistant finish with Microban® antimicrobial protection, NSF | 384.9982 | 4234.9807 | Column Missing
35 | 0 | SpareNo | SpareNo | 0 | 0 | Column Missing
36 | 1 | BULK FREEZER |  | 0 | 0 | Column Missing
37 | 1 | FLOOR TROUGH AND GRATE |  | 0 | 0 | Column Missing
38 | 1 | LOW-PROFILE EVAPORATOR COIL |  | 0 | 0 | Column Missing
39 | 0 | SpareNo | SpareNo | 0 | 0 | Column Missing
40 | 0 | SpareNo | SpareNo | 0 | 0 | Column Missing
41 | 17 | FREEZER STORAGE SHELVING | Super Erecta® Shelf, wire, 48"W x 18"D, plastic split sleeves are included in each carton, Metroseal 3™ epoxy-coated corrosion-resistant finish with Microban® antimicrobial protection, NSF | 384.9982 | 6544.9702 | Column Missing
42 | 1 | THAW COOLER |  | 0 | 0 | Column Missing
43 | 1 | FLOOR TROUGH AND GRATE |  | 0 | 0 | Column Missing
44 | 1 | EVAPORATOR COIL |  | 0 | 0 | Column Missing
45 | 0 | SpareNo | SpareNo | 0 | 0 | Column Missing
46 | 5 | COOLER STORAGE SHELVING | Super Erecta® Shelf, wire, 48"W x 18"D, plastic split sleeves are included in each carton, Metroseal 3™ epoxy-coated corrosion-resistant finish with Microban® antimicrobial protection, NSF | 384.9982 | 1924.9913 | Column Missing
47 | 2 | UTILITY RACK | Bun Pan Rack, mobile, full height, end loading, open sides, accommodates (20) 18" x 26" pans, slides on 3" centers, all welded aluminum construction, (4) 5" platform casters, NSF, Made in USA | 533.5 | 1067 | Column Missing
48 | 1 | DAIRY COOLER |  | 0 | 0 | Column Missing
49 | 0 | SpareNo | SpareNo | 0 | 0 | Column Missing
50 | 0 | SpareNo | SpareNo | 0 | 0 | Column Missing
51 | 1 | FLOOR TROUGH AND GRATE |  | 0 | 0 | Column Missing
52 | 1 | EVAPORATOR COIL |  | 0 | 0 | Column Missing
53 | 6 | COOLER STORAGE SHELVING | Super Erecta® Shelf, wire, 48"W x 18"D, plastic split sleeves are included in each carton, Metroseal 3™ epoxy-coated corrosion-resistant finish with Microban® antimicrobial protection, NSF | 384.9982 | 2309.9895 | Column Missing
54 | 0 | SpareNo | SpareNo | 0 | 0 | Column Missing
55 | 0 | SpareNo | SpareNo | 0 | 0 | Column Missing
PREPARATION AREA
56 | 1 | PROTIEN FREEZER |  | 0 | 0 | Column Missing
57 | 1 | EVAPORATOR COIL |  | 0 | 0 | Column Missing
58 | 6 | FREEZER STORAGE SHELVING | Super Erecta® Shelf, wire, 48"W x 18"D, plastic split sleeves are included in each carton, Metroseal 3™ epoxy-coated corrosion-resistant finish with Microban® antimicrobial protection, NSF | 384.9982 | 2309.9895 | Column Missing
59 | 0 | SpareNo | SpareNo | 0 | 0 | Column Missing
60 | 0 | SpareNo | SpareNo | 0 | 0 | Column Missing
61 | 1 | PROTIEN COOLER |  | 0 | 0 | Column Missing
62 | 1 | FLOOR TROUGH AND GRATE |  | 0 | 0 | Column Missing
63 | 1 | EVAPORATOR COIL |  | 0 | 0 | Column Missing
64 | 6 | COOLER STORAGE SHELVING | Super Erecta® Shelf, wire, 48"W x 18"D, plastic split sleeves are included in each carton, Metroseal 3™ epoxy-coated corrosion-resistant finish with Microban® antimicrobial protection, NSF | 384.9982 | 2309.9895 | Column Missing
65 | 0 | SpareNo | SpareNo | 0 | 0 | Column Missing
66 | 1 | Hand Sink | Hand Sink, wall mounted, 14" wide x 10" front-to-back x 5" deep bowl, 20 gauge 304 stainless steel, electronic faucet (battery & 110v options both supplied), basket drain, wall bracket, NSF, cCSAus | 1463.5 | 1463.5 | Column Missing
67 | 1 | TRASH RECEPTACLE | Slim Jim® Container, 23 gallon, 22"W x 11"D x 30"H, with venting channels, molded-in handles, general purpose waste, open type without lid, high-impact plastic construction, gray, Made in USA | 47.13 | 47.13 | Column Missing
68 | 0 | SpareNo | SpareNo | 0 | 0 | Column Missing
69 | 0 | SpareNo | SpareNo | 0 | 0 | Column Missing
70 | 0 | SpareNo | SpareNo | 0 | 0 | Column Missing
71 | 1 | PREPARATION TABLE WITH SINK |  | 0 | 0 | Column Missing
72 | 1 | DOUBLE WALL SHELF |  | 0 | 0 | Column Missing
73 | 1 | TRASH RECEPTACLE | ProSave® Brute® Container, without lid, 20 gallon, 19-1/2"D x 22-7/8"H, round, reinforced rims, built in handles, double rimmed base, high-impact plastic construction, gray, NSF | 121.06 | 121.06 | Column Missing
74 | 1 | RECESSED CUTTING BOARD |  | 0 | 0 | Column Missing
75 | 0 | SpareNo | SpareNo | 0 | 0 | Column Missing
76 | 1 | MEAT GRINDER | Meat Chopper, bench type, #12 hub, 1/2 HP motor, 8 lb/min capacity, 4" legs, various chop end & pan options are available, cULus, NSF | 5167 | 5167 | Column Missing
77 | 1 | VACUUM PACKAGING MACHINE |  | 0 | 0 | Column Missing
78 | 1 | TRASH RECEPTACLE | ProSave® Brute® Container, without lid, 20 gallon, 19-1/2"D x 22-7/8"H, round, reinforced rims, built in handles, double rimmed base, high-impact plastic construction, gray, NSF | 121.06 | 121.06 | Column Missing
79 | 0 | SpareNo | SpareNo | 0 | 0 | Column Missing
80 | 0 | SpareNo | SpareNo | 0 | 0 | Column Missing
81 | 2 | RECESSED CUTTING BOARD |  | 0 | 0 | Column Missing
82 | 1 | KNIFE SANITIZER | Knife Sterilizer Cabinet, holds up to 12 knives (2 larger slots to accommodate cleavers), LED light indicator, UV filtered plexiglass door with lockable keyed handle, stainless steel, 115v/60/1-ph, 70 watts, NEMA 5-15P, NSF, cETLus | 2122 | 2122 | Column Missing
83 | 1 | PREPARATION LABEL PRINTER | BY OS&E | 0 | 0 | Column Missing
84 | 2 | PORTION SCALE |  | 388 | 776 | Column Missing
85 | 0 | SpareNo | SpareNo | 0 | 0 | Column Missing
86 | 1 | 20 QT. MIXER | 100-120/50/60/1; Bench type mixer; with bowl, beater, whip & spiral dough arm, US/EXP configuration - Legacy Planetary Mixer, Bench, 20 quart, (3) fixed speeds plus stir speed, gear-driven transmission, 15-minute SmartTimer™, #12 taper hub, manual bowl lift, stainless steel bowl, aluminum "B" beater, stainless steel "D" wire whip, aluminum "ED" spiral dough arm, stainless steel bowl guard, 1/2 hp, cord with plug | 10349 | 10349 | Column Missing
87 | 1 | MIXER UTENSIL RACK |  | 0 | 0 | Column Missing
88 | 1 | AIR PURIFIER |  | 0 | 0 | Column Missing
89 | 0 | SpareNo | SpareNo | 0 | 0 | Column Missing
90 | 0 | SpareNo | SpareNo | 0 | 0 | Column Missing
91 | 1 | MOBILE PREPARATION TABLE |  | 0 | 0 | Column Missing
92 | 3 | UTILITY RACK | Bun Pan Rack, mobile, full height, end loading, open sides, accommodates (20) 18" x 26" pans, slides on 3" centers, all welded aluminum construction, (4) 5" platform casters, NSF, Made in USA | 533.5 | 1600.5 | Column Missing
93 | 1 | DRY STORAGE SHELVING | Super Erecta® Shelf, wire, 48"W x 18"D, plastic split sleeves are included in each carton, Metroseal 3™ epoxy-coated corrosion-resistant finish with Microban® antimicrobial protection, NSF | 384.9982 | 384.9982 | Column Missing
94 | 1 | EVAPORATOR COIL |  | 0 | 0 | Column Missing
95-100 | 0 | SpareNo | SpareNo | 0 | 0 | Column Missing
PREPARATION AREA
101 | 1 | VEGETABLE COOLER |  | 0 | 0 | Column Missing
102 | 1 | FLOOR TROUGH AND GRATE |  | 0 | 0 | Column Missing
103 | 1 | LOW-PROFILE EVAPORATOR COIL |  | 0 | 0 | Column Missing
104 | 11 | COOLER STORAGE SHELVING | Super Erecta® Shelf, wire, 48"W x 18"D, plastic split sleeves are included in each carton, Metroseal 3™ epoxy-coated corrosion-resistant finish with Microban® antimicrobial protection, NSF | 384.9982 | 4234.9807 | Column Missing
105 | 0 | SpareNo | SpareNo | 0 | 0 | Column Missing
106 | 1 | FLOOR TROUGH AND GRATE |  | 0 | 0 | Column Missing
107 | 1 | PREPARATION TABLE WITH SINKS |  | 0 | 0 | Column Missing
108 | 1 | DOUBLE WALL SHELF |  | 0 | 0 | Column Missing
109 | 0 | SpareNo | SpareNo | 0 | 0 | Column Missing
110 | 0 | SpareNo | SpareNo | 0 | 0 | Column Missing
111 | 1 | TRASH RECEPTACLE | ProSave® Brute® Container, without lid, 20 gallon, 19-1/2"D x 22-7/8"H, round, reinforced rims, built in handles, double rimmed base, high-impact plastic construction, gray, NSF | 121.06 | 121.06 | Column Missing
112 | 1 | VEGETABLE DRYER | Salad Dryer, floor model, 20 gallon capacity (approximately 16 heads of lettuce), 406 RPM, stainless steel outer tub & lid, polyethylene spin basket with handle grips, fully sealed polyethylene base, 5-minute timer, permanently lubricated gear drive, drain pipe extension tube, stainless steel motor splashguard, casters with brakes, 1/4 HP motor with thermal overload, 115/60/1, 2.5 amps, UL, NSF | 7084 | 7084 | Column Missing
113 | 2 | RECESSED CUTTING BOARD |  | 0 | 0 | Column Missing
114 | 1 | KNIFE SANITIZER | Knife Sterilizer Cabinet, holds up to 12 knives (2 larger slots to accommodate cleavers), LED light indicator, UV filtered plexiglass door with lockable keyed handle, stainless steel, 115v/60/1-ph, 70 watts, NEMA 5-15P, NSF, cETLus | 2122 | 2122 | Column Missing
115 | 0 | SpareNo | SpareNo | 0 | 0 | Column Missing
116 | 1 | PREPARATION LABEL PRINTER | BY OS&E | 0 | 0 | Column Missing
117 | 2 | PORTION SCALE |  | 388 | 776 | Column Missing
119 | 0 | SpareNo | SpareNo | 0 | 0 | Column Missing
120 | 0 | SpareNo | SpareNo | 0 | 0 | Column Missing
121 | 1 | 20 QT. MIXER | 100-120/50/60/1; Bench type mixer; with bowl, beater, whip & spiral dough arm, US/EXP configuration - Legacy Planetary Mixer, Bench, 20 quart, (3) fixed speeds plus stir speed, gear-driven transmission, 15-minute SmartTimer™, #12 taper hub, manual bowl lift, stainless steel bowl, aluminum "B" beater, stainless steel "D" wire whip, aluminum "ED" spiral dough arm, stainless steel bowl guard, 1/2 hp, cord with plug | 10349 | 10349 | Column Missing
122 | 1 | MIXER UTENSIL RACK |  | 0 | 0 | Column Missing
123 | 0 | SpareNo | SpareNo | 0 | 0 | Column Missing
124 | 0 | SpareNo | SpareNo | 0 | 0 | Column Missing
125 | 0 | SpareNo | SpareNo | 0 | 0 | Column Missing
126 | 1 | EVAPORATOR COIL |  | 0 | 0 | Column Missing
127 | 1 | PREPARATION TABLE WITH SINK |  | 0 | 0 | Column Missing
128 | 1 | DOUBLE WALL SHELF |  | 0 | 0 | Column Missing
129 | 0 | SpareNo | SpareNo | 0 | 0 | Column Missing
130 | 0 | SpareNo | SpareNo | 0 | 0 | Column Missing
131 | 1 | FOOD PROCESSOR | Commercial Food Processor, 3 liter gray polycarbonate bowl with handle, vegetable prep attachment with external ejection, kidney-shaped opening, includes: (1) "S" blade (27055), (1) 2mm grating disc (27577), (1) 4mm slicing disc (27566), continuous feed, bowl attachment designed for vertical cutting & mixing, on/off & pulse switch, single speed, 1725 RPM, 120v/60/1-ph, 7.0 amps, 1 HP, NEMA 5-15P, cETLus, ETL-Sanitation | 1189 | 1189 | Column Missing
132 | 1 | VEGETABLE SLICER | Anliker XL (Previously Globe Model # GVC600) Vegetable Cutter, ergonomic 45° angle, on-off latch, double safety interlocks, processes up to 900 lbs. per hour, 280 RPM, polished cast aluminum hopper head & sealed upper housing, stainless steel body & base, antimicrobial protection, gear-drive, CE, NSF, UL, HACCP (discs sold separately) | 4153 | 4153 | Column Missing
133 | 1 | TRASH RECEPTACLE | ProSave® Brute® Container, without lid, 20 gallon, 19-1/2"D x 22-7/8"H, round, reinforced rims, built in handles, double rimmed base, high-impact plastic construction, gray, NSF | 121.06 | 121.06 | Column Missing
134 | 1 | Hand Sink | Hand Sink, wall mounted, 14" wide x 10" front-to-back x 5" deep bowl, 20 gauge 304 stainless steel, electronic faucet (battery & 110v options both supplied), basket drain, wall bracket, NSF, cCSAus | 1463.5 | 1463.5 | Column Missing
135 | 0 | SpareNo | SpareNo | 0 | 0 | Column Missing
136 | 1 | TRASH RECEPTACLE | Slim Jim® Container, 23 gallon, 22"W x 11"D x 30"H, with venting channels, molded-in handles, general purpose waste, open type without lid, high-impact plastic construction, gray, Made in USA | 47.13 | 47.13 | Column Missing
137 | 1 | AIR PURIFIER |  | 0 | 0 | Column Missing
138 | 2 | UTILITY RACK | Bun Pan Rack, mobile, full height, end loading, open sides, accommodates (20) 18" x 26" pans, slides on 3" centers, all welded aluminum construction, (4) 5" platform casters, NSF, Made in USA | 533.5 | 1067 | Column Missing
139 | 0 | SpareNo | SpareNo | 0 | 0 | Column Missing
140-145 | 0 | SpareNo | SpareNo | 0 | 0 | Column Missing
146 | 1 | CATERING COOLER |  | 0 | 0 | Column Missing
147 | 1 | FLOOR TROUGH AND GRATE |  | 0 | 0 | Column Missing
148 | 1 | EVAPORATOR COIL |  | 0 | 0 | Column Missing
149 | 0 | SpareNo | SpareNo | 0 | 0 | Column Missing
150 | 0 | SpareNo | SpareNo | 0 | 0 | Column Missing
151 | 6 | COOLER STORAGE SHELVING | Super Erecta® Shelf, wire, 48"W x 18"D, plastic split sleeves are included in each carton, Metroseal 3™ epoxy-coated corrosion-resistant finish with Microban® antimicrobial protection, NSF | 384.9982 | 2309.9895 | Column Missing
152 | 1 | PREPARATION TABLE WITH SINK |  | 0 | 0 | Column Missing
153 | 1 | DOUBLE WALL SHELF |  | 0 | 0 | Column Missing
154 | 2 | RECESSED CUTTING BOARD |  | 0 | 0 | Column Missing
155 | 0 | SpareNo | SpareNo | 0 | 0 | Column Missing
156 | 1 | PREPARATION LABEL PRINTER | BY OS&E | 0 | 0 | Column Missing
157 | 2 | PORTION SCALE |  | 388 | 776 | Column Missing
158 | 1 | TRASH RECEPTACLE | ProSave® Brute® Container, without lid, 20 gallon, 19-1/2"D x 22-7/8"H, round, reinforced rims, built in handles, double rimmed base, high-impact plastic construction, gray, NSF | 121.06 | 121.06 | Column Missing
159 | 0 | SpareNo | SpareNo | 0 | 0 | Column Missing
160 | 0 | SpareNo | SpareNo | 0 | 0 | Column Missing
161 | 1 | REACH-IN REFRIGERATOR | SPEC SERIES® Refrigerator, reach-in, two-section, (2) stainless steel doors with locks, cam-lift hinges, digital temperature control, (6) chrome shelves, LED interior lights, stainless steel front & sides, aluminum interior sides & walls, stainless floor & ceiling, 5" castors, R290 Hydrocarbon refrigerant, 1/2 HP, 115v/60/1-ph, 5.9 amps, NEMA 5-15P, cULus, UL EPH Classified, Made in USA, ENERGY STAR® | 8939 | 8939 | Column Missing
162 | 3 | UTILITY RACK | Bun Pan Rack, mobile, full height, end loading, open sides, accommodates (20) 18" x 26" pans, slides on 3" centers, all welded aluminum construction, (4) 5" platform casters, NSF, Made in USA | 533.5 | 1600.5 | Column Missing
163 | 1 | Hand Sink | Hand Sink, wall mounted, 14" wide x 10" front-to-back x 5" deep bowl, 20 gauge 304 stainless steel, electronic faucet (battery & 110v options both supplied), basket drain, wall bracket, NSF, cCSAus | 1463.5 | 1463.5 | Column Missing
164 | 1 | TRASH RECEPTACLE | Slim Jim® Container, 23 gallon, 22"W x 11"D x 30"H, with venting channels, molded-in handles, general purpose waste, open type without lid, high-impact plastic construction, gray, Made in USA | 47.13 | 47.13 | Column Missing
165 | 0 | SpareNo | SpareNo | 0 | 0 | Column Missing
166 | 1 | AIR PURIFIER |  | 0 | 0 | Column Missing
167 | 1 | PREPARATION TABLE |  | 0 | 0 | Column Missing
168 | 1 | DOUBLE WALL SHELF |  | 0 | 0 | Column Missing
169 | 0 | SpareNo | SpareNo | 0 | 0 | Column Missing
170 | 0 | SpareNo | SpareNo | 0 | 0 | Column Missing
171 | 1 | FOOD PROCESSOR | Commercial Food Processor, 3 liter gray polycarbonate bowl with handle, vegetable prep attachment with external ejection, kidney-shaped opening, includes: (1) "S" blade (27055), (1) 2mm grating disc (27577), (1) 4mm slicing disc (27566), continuous feed, bowl attachment designed for vertical cutting & mixing, on/off & pulse switch, single speed, 1725 RPM, 120v/60/1-ph, 7.0 amps, 1 HP, NEMA 5-15P, cETLus, ETL-Sanitation | 1189 | 1189 | Column Missing
172 | 1 | VEGETABLE SLICER | Anliker XL (Previously Globe Model # GVC600) Vegetable Cutter, ergonomic 45° angle, on-off latch, double safety interlocks, processes up to 900 lbs. per hour, 280 RPM, polished cast aluminum hopper head & sealed upper housing, stainless steel body & base, antimicrobial protection, gear-drive, CE, NSF, UL, HACCP (discs sold separately) | 4153 | 4153 | Column Missing
173 | 0 | SpareNo | SpareNo | 0 | 0 | Column Missing
174 | 0 | SpareNo | SpareNo | 0 | 0 | Column Missing
175-180 | 0 | SpareNo | SpareNo | 0 | 0 | Column Missing
181 | 1 | WORK SURFACE | MILLWORK BY GENERAL CONTRACTOR | 0 | 0 | Column Missing
182 | 1 | WALL CABINET | MILLWORK/ BY GENERAL CONTRACTOR | 0 | 0 | Column Missing
183 | 4 | CHAIR | BY OS&E | 0 | 0 | Column Missing
184 | 4 | COMPUTER | BY OS&E | 0 | 0 | Column Missing
185 | 0 | SpareNo | SpareNo | 0 | 0 | Column Missing
186 | 1 | PRINTER/COPIER | BY OS&E | 0 | 0 | Column Missing
187 | 0 | SpareNo | SpareNo | 0 | 0 | Column Missing
188 | 0 | SpareNo | SpareNo | 0 | 0 | Column Missing
189 | 0 | SpareNo | SpareNo | 0 | 0 | Column Missing
190 | 0 | SpareNo | SpareNo | 0 | 0 | Column Missing
191 | 1 | FINISH COOLER |  | 0 | 0 | Column Missing
192 | 1 | FLOOR TROUGH AND GRATE |  | 0 | 0 | Column Missing
193 | 1 | LOW-PROFILE EVAPORATOR COIL |  | 0 | 0 | Column Missing
194 | 9 | COOLER STORAGE SHELVING | Super Erecta® Shelf, wire, 48"W x 18"D, plastic split sleeves are included in each carton, Metroseal 3™ epoxy-coated corrosion-resistant finish with Microban® antimicrobial protection, NSF | 384.9982 | 3464.9842 | Column Missing
195 | 0 | SpareNo | SpareNo | 0 | 0 | Column Missing
196 | 7 | UTILITY RACK | Bun Pan Rack, mobile, full height, end loading, open sides, accommodates (20) 18" x 26" pans, slides on 3" centers, all welded aluminum construction, (4) 5" platform casters, NSF, Made in USA | 533.5 | 3734.5 | Column Missing
197 | 1 | BLAST CHILLER |  | 0 | 0 | Column Missing
198 | 1 | FLOOR TROUGH AND GRATE |  | 0 | 0 | Column Missing
199 | 0 | SpareNo | SpareNo | 0 | 0 | Column Missing
200 | 0 | SpareNo | SpareNo | 0 | 0 | Column Missing
201 | 1 | BLAST CHILLER EVAPORATOR COIL |  | 0 | 0 | Column Missing
202 | 0 | SpareNo | SpareNo | 0 | 0 | Column Missing
203 | 0 | SpareNo | SpareNo | 0 | 0 | Column Missing
204 | 0 | SpareNo | SpareNo | 0 | 0 | Column Missing
205 | 0 | SpareNo | SpareNo | 0 | 0 | Column Missing
206 | 1 | PREPARATION TABLE WITH SINK |  | 0 | 0 | Column Missing
207 | 1 | DOUBLE WALL SHELF |  | 0 | 0 | Column Missing
208 | 1 | TRASH RECEPTACLE | ProSave® Brute® Container, without lid, 20 gallon, 19-1/2"D x 22-7/8"H, round, reinforced rims, built in handles, double rimmed base, high-impact plastic construction, gray, NSF | 121.06 | 121.06 | Column Missing
209 | 0 | SpareNo | SpareNo | 0 | 0 | Column Missing
210 | 0 | SpareNo | SpareNo | 0 | 0 | Column Missing
211 | 1 | RECESSED CUTTING BOARD |  | 0 | 0 | Column Missing
212 | 1 | FOOD BLENDER | XL® Blender System, with (1) 1.5 gallon clear polycarbonate container ONLY, (6) pre-loaded Vitamix programs, includes: lid with removable plug, tamper & XL® blade assembly, 4.2 peak HP, 120v/50/60/1-ph, 15.0 amps, NEMA 5-15P, RoHS compliant, cULus, CE, NSF | 1878.45 | 1878.45 | Column Missing
213 | 1 | FOOD BLENDER | XL® Blender System, with (1) 1.5 gallon clear polycarbonate container ONLY, (6) pre-loaded Vitamix programs, includes: lid with removable plug, tamper & XL® blade assembly, 4.2 peak HP, 120v/50/60/1-ph, 15.0 amps, NEMA 5-15P, RoHS compliant, cULus, CE, NSF | 1878.45 | 1878.45 | Column Missing
214 | 1 | FOOD BLENDER | XL® Blender System, with (1) 1.5 gallon clear polycarbonate container ONLY, (6) pre-loaded Vitamix programs, includes: lid with removable plug, tamper & XL® blade assembly, 4.2 peak HP, 120v/50/60/1-ph, 15.0 amps, NEMA 5-15P, RoHS compliant, cULus, CE, NSF | 1878.45 | 1878.45 | Column Missing
215 | 0 | SpareNo | SpareNo | 0 | 0 | Column Missing
216 | 1 | REACH-IN REFRIGERATOR | SPEC SERIES® Refrigerator, reach-in, one-section, (1) stainless steel door with lock, cam-lift hinges, digital temperature control, (3) chrome shelves, LED interior lights, stainless steel front & sides, aluminum interior sides & walls, stainless floor & ceiling, 5" castors, R290 Hydrocarbon refrigerant, 1/4 HP, 115v/60/1-ph, 3.8 amps, NEMA 5-15P, cULus, UL EPH Classified, Made in USA, ENERGY STAR® | 6718.5 | 6718.5 | Column Missing
217 | 1 | Hand Sink | Hand Sink, wall mounted, 14" wide x 10" front-to-back x 5" deep bowl, 20 gauge 304 stainless steel, electronic faucet (battery & 110v options both supplied), basket drain, wall bracket, NSF, cCSAus | 1463.5 | 1463.5 | Column Missing
218 | 1 | TRASH RECEPTACLE | Slim Jim® Container, 23 gallon, 22"W x 11"D x 30"H, with venting channels, molded-in handles, general purpose waste, open type without lid, high-impact plastic construction, gray, Made in USA | 47.13 | 47.13 | Column Missing
219 | 0 | SpareNo | SpareNo | 0 | 0 | Column Missing
220-225 | 0 | SpareNo | SpareNo | 0 | 0 | Column Missing
POT/PAN WASH AREA
226 | 1 | FLOOR TROUGH AND GRATE |  | 0 | 0 | Column Missing
227 | 4 | POT AND PAN DRYING RACK | MetroMax® 4 Mobile Drying Rack Unit, 48"W x 24"D x 68"H, 4-tier, for trays/cutting boards/sheet pans & steam pans, includes: (4) open shelf frames, (4) 63" mobile posts, (2) cutting board/tray drying racks, (2) pan racks, (4) polymer swivel casters (2 with brakes), built in Microban® antimicrobial product protection, NSF | 834.5 | 3338 | Column Missing
228 | 1 | CLEAN DISH TABLE |  | 0 | 0 | Column Missing
229 | 0 | SpareNo | SpareNo | 0 | 0 | Column Missing
230 | 0 | SpareNo | SpareNo | 0 | 0 | Column Missing
231 | 1 | GLASS RACK SHELF |  | 0 | 0 | Column Missing
232 | 1 | POT AND PAN WASHER | Pot & Pan Washer, rack type, dual rack, front load design, built-in, 70 degree rise, booster heater, tank heat, 7.5 HP pump motor, jet spray arms, manual controls, external wash down hose with spray nozzle, (1) stainless steel utensil racks with (2) hold down lids, (2) stainless steel inserts for bun/sheet pans, all stainless steel construction | 42469 | 42469 | Column Missing
233 | 1 | CONDENSATE HOOD |  | 0 | 0 | Column Missing
234 | 1 | POT SINK |  | 0 | 0 | Column Missing
235 | 0 | SpareNo | SpareNo | 0 | 0 | Column Missing
236 | 1 | POT SHELF |  | 0 | 0 | Column Missing
237 | 1 | TRASH RECEPTACLE | ProSave® Brute® Container, without lid, 20 gallon, 19-1/2"D x 22-7/8"H, round, reinforced rims, built in handles, double rimmed base, high-impact plastic construction, gray, NSF | 121.06 | 121.06 | Column Missing
238 | 1 | HOSE REEL | Hose Reel Assembly, ceiling mounted, closed stainless steel reel, 2.65 gpm spray valve, 30 feet of 3/8” ID, 3-ply hose, self-locking, adjustable ball stop, working pressure of 200 psi, withstands 160° F water temperature, 18" inlet hose with ½” NPT female | 770 | 770 | Column Missing
239 | 0 | SpareNo | SpareNo | 0 | 0 | Column Missing
240 | 0 | SpareNo | SpareNo | 0 | 0 | Column Missing
241 | 1 | HOSE REEL CONTROL CABINET | Reel Rinse Control Unit, valves, gauges and connections are completely enclosed within a stainless steel cabinet, dual check backflow preventer, water hammer silencer, 90° panel lock, padlock hasp & finger latch, 1/2" NPT female inlets & outlets | 1270 | 1270 | Column Missing
242 | 1 | Hand Sink | Hand Sink, wall mounted, 14" wide x 10" front-to-back x 5" deep bowl, 20 gauge 304 stainless steel, electronic faucet (battery & 110v options both supplied), basket drain, wall bracket, NSF, cCSAus | 1463.5 | 1463.5 | Column Missing
243 | 1 | TRASH RECEPTACLE | Slim Jim® Container, 23 gallon, 22"W x 11"D x 30"H, with venting channels, molded-in handles, general purpose waste, open type without lid, high-impact plastic construction, gray, Made in USA | 47.13 | 47.13 | Column Missing
244 | 1 | FLOOR TROUGH AND GRATE |  | 0 | 0 | Column Missing
245-300 | 0 | SpareNo | SpareNo | 0 | 0 | Column Missing
ICE PRODUCTION AREA
301 | 1 | Floor Trough And Grate |  | 0 | 0 | Column Missing
302 | 1 | WATER FILTRATION SYSTEM | Insurice® Single-i2000² System, 9,000 gallon capacity, 1.67 gpm flow rate, 0.5-micron filtration, for cubers up to 500 lbs/day or flakers up to 1,500 lbs/day, pressure gauge, flushing valve, NSF, ANSI | 216 | 216 | Column Missing
303 | 1 | WATER FILTRATION SYSTEM | Insurice® Twin PF-i2000² Twin System, with prefilter, 18,000 gallon capacity, 3.34 gpm flow rate, 0.5-micron precoat filtration, for cubers up to 1,450 lbs/day or flakers up to 2,200 lbs/day, pressure gauge, flushing valve, NSF, ANSI | 505 | 505 | Column Missing
304 | 1 | ICE MACHINE | Prodigy™ Ice Maker, flake style, water-cooled, self-contained condenser, production capcity up to 775 lb/24 hours at 70°/50° (654 lb AHRI certified at 90°/70°), Auto-alert™ indicating lights, stainless steel finish, R-404A refrigerant, 208-230v/60/1-ph, 8.9 amps, NSF, cULus | 5020 | 5020 | Column Missing
305 | 0 | SpareNo | SpareNo | 0 | 0 | Column Missing
306 | 1 | ICE BIN | Ice Express Transport System, side-hinged front door & (3) bays for (3) roll under carts (included), 1716 lb ice storage capacity, for top-mounted ice maker, stainless steel exterior, polyurethane insulation, polyethylene liner, NSF, engineered and assembled in USA, includes universal bin adapter for most applications, includes paddle with hanger | 26181 | 26181 | Column Missing
307 | 1 | ICE MACHINE | Prodigy Plus® Ice Maker, cube style, water-cooled, self-contained condenser, production capacity up to 1444 lb/24 hours at 70°/50° (1340 lb AHRI certified at 90°/70°), stainless steel finish, medium cube size, 208-230v/60/1-ph, 16.0 amps, cULus, NSF, CE | 6358 | 6358 | Column Missing
308 | 3 | ICE CART | Replacement poly cart for Ice Express Transport System, ice storage capacity up to 250 lb, engineered and assembled in USA | 2625 | 7875 | Column Missing
309 | 0 | SpareNo | SpareNo | 0 | 0 | Column Missing
310-315 | 0 | SpareNo | SpareNo | 0 | 0 | Column Missing
BULK PREPARATION AREA
316 | 1 | Hand Sink | Hand Sink, wall mounted, 14" wide x 10" front-to-back x 5" deep bowl, 20 gauge 304 stainless steel, electronic faucet (battery & 110v options both supplied), basket drain, wall bracket, NSF, cCSAus | 1463.5 | 1463.5 | Column Missing
317 | 1 | TRASH RECEPTACLE | Slim Jim® Container, 23 gallon, 22"W x 11"D x 30"H, with venting channels, molded-in handles, general purpose waste, open type without lid, high-impact plastic construction, gray, Made in USA | 47.13 | 47.13 | Column Missing
318 | 1 | PREPARATION TABLE WITH SINKS |  | 0 | 0 | Column Missing
319 | 0 | SpareNo | SpareNo | 0 | 0 | Column Missing
320 | 0 | SpareNo | SpareNo | 0 | 0 | Column Missing
321 | 1 | DOUBLE WALL SHELF |  | 0 | 0 | Column Missing
322 | 1 | TRASH RECEPTACLE | ProSave® Brute® Container, without lid, 20 gallon, 19-1/2"D x 22-7/8"H, round, reinforced rims, built in handles, double rimmed base, high-impact plastic construction, gray, NSF | 121.06 | 121.06 | Column Missing
323 | 1 | 20 QT. MIXER | 100-120/50/60/1; Bench type mixer; with bowl, beater, whip & spiral dough arm, US/EXP configuration - Legacy Planetary Mixer, Bench, 20 quart, (3) fixed speeds plus stir speed, gear-driven transmission, 15-minute SmartTimer™, #12 taper hub, manual bowl lift, stainless steel bowl, aluminum "B" beater, stainless steel "D" wire whip, aluminum "ED" spiral dough arm, stainless steel bowl guard, 1/2 hp, cord with plug | 10349 | 10349 | Column Missing
324 | 1 | FOOD PROCESSOR | Commercial Food Processor, 3 liter gray polycarbonate bowl with handle, vegetable prep attachment with external ejection, kidney-shaped opening, includes: (1) "S" blade (27055), (1) 2mm grating disc (27577), (1) 4mm slicing disc (27566), continuous feed, bowl attachment designed for vertical cutting & mixing, on/off & pulse switch, single speed, 1725 RPM, 120v/60/1-ph, 7.0 amps, 1 HP, NEMA 5-15P, cETLus, ETL-Sanitation | 1189 | 1189 | Column Missing
325 | 0 | SpareNo | SpareNo | 0 | 0 | Column Missing
326 | 1 | UTILITY RACK | Bun Pan Rack, mobile, full height, end loading, open sides, accommodates (20) 18" x 26" pans, slides on 3" centers, all welded aluminum construction, (4) 5" platform casters, NSF, Made in USA | 533.5 | 533.5 | Column Missing
327 | 1 | MOBILE PREPARATION TABLE |  | 0 | 0 | Column Missing
328 | 1 | POT AND PAN DRYING RACK | MetroMax® 4 Mobile Drying Rack Unit, 48"W x 24"D x 68"H, 4-tier, for trays/cutting boards/sheet pans & steam pans, includes: (4) open shelf frames, (4) 63" mobile posts, (2) cutting board/tray drying racks, (2) pan racks, (4) polymer swivel casters (2 with brakes), built in Microban® antimicrobial product protection, NSF | 834.5 | 834.5 | Column Missing
329 | 0 | SpareNo | SpareNo | 0 | 0 | Column Missing
330 | 0 | SpareNo | SpareNo | 0 | 0 | Column Missing
331 | 1 | PREPARATION TABLE WITH SINK |  | 0 | 0 | Column Missing
332 | 1 | DOUBLE WALL SHELF |  | 0 | 0 | Column Missing
333 | 3 | INGREDIENT BIN | ProSave® Ingredient Bin, 2-3/4 cu. ft., 13-1/8"W x 29-1/4"D x 28"H, mobile, slant front with sliding lid, 32 oz scoop, seamless construction, 3" extra wide casters front fixed & rear swivel, white base/clear lid, USDA, FDA, NSF, S.O.S. (Special Order Smallwares) product; see SOS document for details, Made in USA (CANNOT BREAK CASE) | 363 | 1089 | Column Missing
334 | 1 | TRASH RECEPTACLE | ProSave® Brute® Container, without lid, 20 gallon, 19-1/2"D x 22-7/8"H, round, reinforced rims, built in handles, double rimmed base, high-impact plastic construction, gray, NSF | 121.06 | 121.06 | Column Missing
335 | 0 | SpareNo | SpareNo | 0 | 0 | Column Missing
336 | 1 | 5 QT. MIXER | 100-120/60/1 Mixer with bowl, aluminum beater, whip, & dough arm; US/EXP configuration Mixer, Planetary, Bench, 5 quart, (3) fixed speeds, gear-driven transmission, #10 taper attachment hub, manual bowl lift, Hobart Gray enamel housing, stainless steel bowl, alum "B" beater, stainless steel "D" wire whip, alum dough hook, 1/6 hp, cord with plug | 5718 | 5718 | Column Missing
337 | 1 | FOOD BLENDER | XL® Blender System, with (1) 1.5 gallon clear polycarbonate container ONLY, (6) pre-loaded Vitamix programs, includes: lid with removable plug, tamper & XL® blade assembly, 4.2 peak HP, 120v/50/60/1-ph, 15.0 amps, NEMA 5-15P, RoHS compliant, cULus, CE, NSF | 1789 | 1789 | Column Missing
338 | 1 | PREPARATION LABEL PRINTER | BY OS&E | 0 | 0 | Column Missing
339 | 0 | SpareNo | SpareNo | 0 | 0 | Column Missing
340 | 0 | SpareNo | SpareNo | 0 | 0 | Column Missing
341 | 2 | PORTION SCALE |  | 388 | 776 | Column Missing
342 | 1 | FILLER FAUCET | Pot Filler Faucet, splash-mounted 8" OC with vacuum breaker, 72" flexible hose, hook nozzle, wall hook, 3/4" inlet | 650 | 650 | Column Missing
343 | 1 | 60 QT. MIXER | 200-240/50/60/3/1 Mixer; with bowl, beater, “D” whip, & spiral dough arm; US/EXP configuration - Legacy Planetary Mixer, 2.7 HP, 60 quart, (4) fixed speeds, gear-driven transmission, 20-Minute SmartTimer™, #12 attach hub, power bowl lift, stainless steel bowl, stainless steel bowl guard, "B" beater, "D" wire whip, "ED" dough hook | 36977 | 36977 | Column Missing
344 | 1 | MIXER UTENSIL RACK |  | 0 | 0 | Column Missing
345 | 0 | SpareNo | SpareNo | 0 | 0 | Column Missing
346 | 1 | Hand Sink | Hand Sink, wall mounted, 14" wide x 10" front-to-back x 5" deep bowl, 20 gauge 304 stainless steel, electronic faucet (battery & 110v options both supplied), basket drain, wall bracket, NSF, cCSAus | 1463.5 | 1463.5 | Column Missing
347 | 1 | TRASH RECEPTACLE | Slim Jim® Container, 23 gallon, 22"W x 11"D x 30"H, with venting channels, molded-in handles, general purpose waste, open type without lid, high-impact plastic construction, gray, Made in USA | 47.13 | 47.13 | Column Missing
348 | 0 | SpareNo | SpareNo | 0 | 0 | Column Missing
349 | 0 | SpareNo | SpareNo | 0 | 0 | Column Missing
350-355 | 0 | SpareNo | SpareNo | 0 | 0 | Column Missing
BULK COOKING AREA
356 | 1 | PREPARATION TABLE WITH SINK |  | 0 | 0 | Column Missing
357 | 1 | OVERSHELF WITH UTENSIL RACK |  | 0 | 0 | Column Missing
358 | 1 | TRASH RECEPTACLE | ProSave® Brute® Container, without lid, 20 gallon, 19-1/2"D x 22-7/8"H, round, reinforced rims, built in handles, double rimmed base, high-impact plastic construction, gray, NSF | 121.06 | 121.06 | Column Missing
359 | 0 | SpareNo | SpareNo | 0 | 0 | Column Missing
360 | 0 | SpareNo | SpareNo | 0 | 0 | Column Missing
361 | 4 | UTILITY RACK | Bun Pan Rack, mobile, full height, end loading, open sides, accommodates (20) 18" x 26" pans, slides on 3" centers, all welded aluminum construction, (4) 5" platform casters, NSF, Made in USA | 533.5 | 2134 | Column Missing
362 | 1 | PREPARATION TABLE |  | 0 | 0 | Column Missing
363 | 1 | DOUBLE OVERSHELF |  | 0 | 0 | Column Missing
364 | 1 | TRASH RECEPTACLE | ProSave® Brute® Container, without lid, 20 gallon, 19-1/2"D x 22-7/8"H, round, reinforced rims, built in handles, double rimmed base, high-impact plastic construction, gray, NSF | 121.06 | 121.06 | Column Missing
365 | 2 | DRY STORAGE SHELVING | Super Erecta® Shelf, wire, 48"W x 18"D, plastic split sleeves are included in each carton, Metroseal 3™ epoxy-coated corrosion-resistant finish with Microban® antimicrobial protection, NSF | 384.9982 | 769.9965 | Column Missing
366 | 1 | HOOD CONTROL CABINET |  | 0 | 0 | Column Missing
367 | 1 | FIRE SUPPRESSION SYSTEM |  | 9188 | 9188 | Column Missing
368 | 1 | EXHAUST HOOD |  | 0 | 0 | Column Missing
369 | 0 | SpareNo | SpareNo | 0 | 0 | Column Missing
370 | 0 | SpareNo | SpareNo | 0 | 0 | Column Missing
371 | 1 | CONVECTION OVEN | Convection Oven, gas, double-deck, standard depth, capacity (5) 18" x 26" pans per compartment, (SSD) solid state digital controls, 2-speed fans, interior light, simultaneous operated doors with glass, stainless steel front, sides & top, 6" stainless steel legs, flue connector, (2) 1/2 HP, 55,000 BTU each, cETL, NSF, CE | 30865 | 30865 | Column Missing
372 | 1 | CONVECTION OVEN | Convection Oven, gas, double-deck, standard depth, capacity (5) 18" x 26" pans per compartment, (SSD) solid state digital controls, 2-speed fans, interior light, simultaneous operated doors with glass, stainless steel front, sides & top, 6" stainless steel legs, flue connector, (2) 1/2 HP, 55,000 BTU each, cETL, NSF, CE | 30865 | 30865 | Column Missing
373 | 1 | CONVECTION STEAMER | SteamChef™ 6 Convection Steamer, Gas, boilerless, double stacked, on ES26304466G equipment stand, (6) full size pan capacity per compartment, 60-minute electro-mechanical timer & manual (continuous steaming) bypass switch, left-hand hinged door, controls on right, automatic drain & water level controls, KleanShield™ interior, standard treated & tap water connection, stainless steel exterior, 4" adjustable legs with flanged feet, (2) 32,000 BTU, UL, NSF, ENERGY STAR® | 34193.5 | 34193.5 | Column Missing
374 | 1 | CONVECTION STEAMER | SteamChef™ 6 Convection Steamer, Gas, boilerless, double stacked, on ES26304466G equipment stand, (6) full size pan capacity per compartment, 60-minute electro-mechanical timer & manual (continuous steaming) bypass switch, left-hand hinged door, controls on right, automatic drain & water level controls, KleanShield™ interior, standard treated & tap water connection, stainless steel exterior, 4" adjustable legs with flanged feet, (2) 32,000 BTU, UL, NSF, ENERGY STAR® | 34193.5 | 34193.5 | Column Missing
375 | 0 | SpareNo | SpareNo | 0 | 0 | Column Missing
376 | 1 | FOUR BURNER RANGE | Spec Series Heavy Duty Range, gas, 36"W, (4) open burners, cast iron "S" grates (standard), standard oven, (1) chrome rack, manual controls, removable crumb tray, stainless steel front, sides, 5"D landing ledge, backguard & kick plate, 6" legs with adjustable feet, 200,000 BTU, 59kW, cETLus, NSF | 11694.5 | 11694.5 | Column Missing
377 | 1 | POT FILLER FAUCET | Pot Filler Faucet, splash-mounted mixing faucet, with 8" adjustable centers, double-joint spout, 18" long, with insulated off-on control valve at outlet, 1/2" inlets | 215 | 215 | Column Missing
378 | 1 | 40 GAL. TILTING KETTLE | Kettle, gas, tilting, 40-gallon capacity, 2/3 steam jacket design, 316 stainless steel interior, floor mounted control console supports, 304 stainless steel construction, flanged feet, 50 psi rating, electronic spark ignition, cover & draw-off optional, 140,000 BTU | 35173 | 35173 | Column Missing
379 | 0 | SpareNo | SpareNo | 0 | 0 | Column Missing
380 | 0 | SpareNo | SpareNo | 0 | 0 | Column Missing
381 | 1 | 40 GAL. TILTING SKILLET | PowerPan™ Tilting Skillet, gas, 40-gallon capacity, bead blasted cooking surface, 10° tilt cooking feature, with easy manual hand tilt, spring-assisted cover with vent, gallon & liter markings, stainless steel construction with open leg frame, 200,000 BTU, CE, NSF | 28480.5 | 28480.5 | Column Missing
382 | 1 | Floor Trough And Grate |  | 0 | 0 | Column Missing
383 | 1 | PREPARATION TABLE |  | 0 | 0 | Column Missing
384 | 1 | DOUBLE WALL SHELF |  | 0 | 0 | Column Missing
385 | 0 | SpareNo | SpareNo | 0 | 0 | Column Missing
386 | 0 | SpareNo | SpareNo | 0 | 0 | Column Missing
387 | 0 | SpareNo | SpareNo | 0 | 0 | Column Missing
388 | 0 | SpareNo | SpareNo | 0 | 0 | Column Missing
389 | 0 | SpareNo | SpareNo | 0 | 0 | Column Missing
390 | 0 | SpareNo | SpareNo | 0 | 0 | Column Missing
FINISH COOKING AREA
391 | 1 | EXHAUST HOOD |  | 0 | 0 | Column Missing
392 | 1 | CONVECTION OVEN | Convection Oven, gas, double-deck, standard depth, capacity (5) 18" x 26" pans per compartment, (SSD) solid state digital controls, 2-speed fans, interior light, simultaneous operated doors with glass, stainless steel front, sides & top, 6" stainless steel legs, flue connector, (2) 1/2 HP, 55,000 BTU each, cETL, NSF, CE | 30865 | 30865 | Column Missing
393 | 1 | CONVECTION STEAMER | SteamChef™ 6 Convection Steamer, Gas, boilerless, double stacked, on ES26304466G equipment stand, (6) full size pan capacity per compartment, 60-minute electro-mechanical timer & manual (continuous steaming) bypass switch, left-hand hinged door, controls on right, automatic drain & water level controls, KleanShield™ interior, standard treated & tap water connection, stainless steel exterior, 4" adjustable legs with flanged feet, (2) 32,000 BTU, UL, NSF, ENERGY STAR® | 34193.5 | 34193.5 | Column Missing
394 | 1 | HOT TOP RANGE | Spec Series Heavy Duty Range, gas, 36", (2) 18" hot tops, standard oven, (1) chrome rack, manual controls, stainless steel front, sides, landing ledge, backguard & kick plate, 6" legs, adjustable feet, 120,000 BTU, cETLus, NSF | 6799 | 6799 | Column Missing
395 | 0 | SpareNo | SpareNo | 0 | 0 | Column Missing
396 | 1 | SPREADER CABINET | Spec Series Heavy Duty Spreader Cabinet, 12"W, open cabinet base, bottom shelf, stainless steel front, sides, landing ledge & cabinet, 6" legs wtih adjustable feet, NSF | 1000.5 | 1000.5 | Column Missing
397 | 1 | FRYER BATTERY | Fryer, gas, floor model, (2) battery, 50lb. capacity each, built-in filter system, 5.5 GPM roller pump, electronic thermostat, drain station, cabinet, includes: food warmer, dump pan, joiner strips & filter start kit, stainless steel frypot, front, sides, landing ledge, & cabinet, casters, 120v/60/1-ph, 6.8 amps, 1/3 HP, 280,000 BTU, CSA Flame, CSA Star, NSF, CE | 17915 | 17915 | Column Missing
398 | 1 | REFRIGERATED EQUIPMENT STAND | Spec Series Sizzle 'N Chill System, 72", (4) drawers, (8) pan capacity, digital thermostat, self-contained, includes drawer dividers, stainless steel front, drawer fronts, sides, guides & bearings, casters, 120v/60/1-ph, 1/5 HP, 6' cord & plug, 3.0 amps, cETLus, ETL-Sanitation | 12235.5 | 12235.5 | Column Missing
399 | 0 | SpareNo | SpareNo | 0 | 0 | Column Missing
400 | 0 | SpareNo | SpareNo | 0 | 0 | Column Missing
401 | 1 | MODULAR SIX BURNER RANGE | Spec Series Heavy Duty Range, gas, 36"W, modular, (6) open burners, cast iron "S" grates (standard), manual controls, removable crumb tray, stainless steel front, sides, 5"D landing ledge & backguard, 240,000 BTU, 70kW, cETLus, NSF | 4044.5 | 4044.5 | Column Missing
402 | 1 | POT FILLER FAUCET | Pot Filler Faucet, splash-mounted mixing faucet, with 8" adjustable centers, double-joint spout, 18" long, with insulated off-on control valve at outlet, 1/2" inlets | 215 | 215 | Column Missing
403 | 1 | MODULAR CHARBROILER | Spec Series Heavy Duty Range, gas, 36"W, modular, charbroiler, cast iron radiants, slanted cast iron top grates, front grease gutter, removable crumb tray & drip pan, stainless steel front, sides, 7"D landing ledge & stub back, 90,000 BTU, 26kW, cETLus, NSF | 5363 | 5363 | Column Missing
404 | 1 | GRIDDLE | Spec Series Heavy Duty Range, gas, 36"W, griddle, 1" thick plate, 4"W grease gutter with 1 gallon can capacity, standard oven, (1) chrome rack, thermostatic controls, stainless steel front, sides, 5"D landing ledge, backguard & kick plate, 6" legs with adjustable feet, 130,000 BTU, 38kW, cETLus, ETL, NSF | 8586 | 8586 | Column Missing
405 | 0 | SpareNo | SpareNo | 0 | 0 | Column Missing
406 | 1 | FIRE SUPPRESSION SYSTEM |  | 9188 | 9188 | Column Missing
407 | 1 | WORK TABLE |  | 0 | 0 | Column Missing
408 | 1 | Undercounter Refrigerator | SPEC SERIES® Undercounter Refrigerator, 33 - 38°F, SPEC Package 3 includes: stainless steel top, (2) heavy-duty stainless steel doors, steel handles, door lock standard, (4) PVC coated adjustable wire shelves, electronic temperature control with digital temperature display, stainless steel sides & back, stainless steel interior, R290 Hydrocarbon refrigerant, 1/6 HP, 115v/60/1-ph, 2.0 amps, NEMA 5-15P, cULus, UL EPH Classified, Made in USA | 6256 | 6256 | Column Missing
409 | 0 | SpareNo | SpareNo | 0 | 0 | Column Missing
410 | 0 | SpareNo | SpareNo | 0 | 0 | Column Missing
411 | 1 | RAPID COOK OVEN | I3™ Microwave/Impingement Oven, Rapid Cook, electric, 23", ventless, countertop, touch controls with wifi, fully insulated cook chamber, stores up to 200 recipes, internal catalytic converter, smart voltage sensor technology (US only), digital display, removable rack and grease collection pan, top and bottom jet plates, pull down door with ergonomic handle, multi-speed impingement blower, (2) solid PTFE baskets, (1) oven cleaner, (1) oven guard, (1) aluminum paddle, (2) trigger sprayers, (1) standard rack, side hand grips, stainless steel front, top & sides, cULus, CE, UL EPH Classified, ANSI/NSF 4, TUV | 13284 | 13284 | Column Missing
412 | 1 | Reach-In Freezer | SPEC SERIES® Freezer, reach-in, -10°F, one-section, (1) stainless steel door with lock, cam-lift hinges, digital temperature control, (3) chrome shelves, LED interior lights, stainless steel front & sides, aluminum interior, 5" castors, R290 Hydrocarbon refrigerant, 1/2 HP, 115v/60/1-ph, 6.0 amps, NEMA 5-15P, cULus, UL EPH Classified, Made in USA | 10862 | 10862 | Column Missing
413 | 0 | SpareNo | SpareNo | 0 | 0 | Column Missing
414 | 0 | SpareNo | SpareNo | 0 | 0 | Column Missing
415 | 0 | SpareNo | SpareNo | 0 | 0 | Column Missing
416 | 1 | PASS-THRU REFRIGERATOR | SPEC SERIES® Refrigerator, pass-thru, one-section, (1) stainless steel door front & rear with locks, cam-lift hinges, digital temperature control, (1) interior kit, LED interior lights, stainless steel front & sides, stainless steel interior, 5" castors, R290 Hydrocarbon refrigerant, 1/4 HP, 115v/60/1-ph, 3.8 amps, NEMA 5-15P, cULus, UL EPH Classified, Made in USA, ENERGY STAR® | 13399 | 13399 | Column Missing
417 | 1 | TRAY ASSEMBLY COUNTER WITH SINK |  | 0 | 0 | Column Missing
418 | 1 | DROP-IN HAND SINK | Recessed Hand Sink, 14"W x 10"D x 5" deep sink bowl, includes: 4" OC deck mounted gooseneck faucet with aerator, soap & paper towel dispensers, 4"H side splashes, 304 stainless steel, NSF (countertop opening not to exceed 17-1/4" (front to back) x 17-3/8" (left to right)) | 1454 | 1454 | Column Missing
419 | 0 | SpareNo | SpareNo | 0 | 0 | Column Missing
420 | 0 | SpareNo | SpareNo | 0 | 0 | Column Missing
421 | 1 | TRASH CHUTE |  | 0 | 0 | Column Missing
422 | 1 | TRASH RECEPTACLE | Slim Jim® Container, 23 gallon, 22"W x 11"D x 30"H, with venting channels, molded-in handles, general purpose waste, open type without lid, high-impact plastic construction, gray, Made in USA | 47 | 47 | Column Missing
423 | 1 | INDUCTION BASE CHARGER | SmartTherm™ Induction Charger, 208v/1-ph | 10066.86 | 10066.86 | Column Missing
424 | 1 | DOUBLE OVERSHELF |  | 0 | 0 | Column Missing
425 | 0 | SpareNo | SpareNo | 0 | 0 | Column Missing
426 | 1 | PREPARATION LABEL PRINTER | BY OS&E | 0 | 0 | Column Missing
427 | 1 | UNDER COUNTER REFIGERATOR WITH DOORS AND NSF#7 RAIL |  | 0 | 0 | Column Missing
428 | 1 | RECESSED CUTTING BOARD |  | 0 | 0 | Column Missing
429 | 0 | SpareNo | SpareNo | 0 | 0 | Column Missing
430 | 0 | SpareNo | SpareNo | 0 | 0 | Column Missing
431 | 1 | Microwave Oven | Amana® Commercial Microwave Oven, 0.8 cu. ft. capacity, 1000 watts, low volume, 4-stage cooking, (5) power levels, touchpad controls, (20) memory settings, 30-minute max cooking time, interlock safety switch, audible end of cycle signal, LED display, side hinged door with tempered glass, LED lighted interior, stainless steel interior & exterior, 120v/60/1-ph, 13.0 amps, 15 MCA, 1500 watts (total), cord, NEMA 5-15P, cETLus, ETL-Sanitation | 520 | 520 | Column Missing
432 | 1 | HOT FOOD WELL | Food Warmer, top-mount, built-in, electric, auto-fill, (3) 12" x 20" openings with manifold drains with one valve, wet/dry operation, thermostatic control, stainless steel interior, insulated aluminum steel housing, WellsLok™, UL, NSF | 2389.5 | 2389.5 | Column Missing
433 | 2 | FOOD WARMER | Glo-Ray® Infrared Foodwarmer, 48" W, high wattage, tubular metal heater rod with lights, single heater rod housing, aluminum construction, 1340 watts, NSF, cULus, Made in USA | 414 | 828 | Column Missing
434 | 1 | RECESSED CUTTING BOARD |  | 0 | 0 | Column Missing
435 | 0 | SpareNo | SpareNo | 0 | 0 | Column Missing
436 | 1 | PREPARATION LABEL PRINTER | BY OS&E | 0 | 0 | Column Missing
437 | 1 | TRAY MAKE-UP ROLLER |  | 0 | 0 | Column Missing
438 | 1 | TRAY STARTER |  | 0 | 0 | Column Missing
439 | 0 | SpareNo | SpareNo | 0 | 0 | Column Missing
440 | 0 | SpareNo | SpareNo | 0 | 0 | Column Missing
441 | 1 | LOAD CENTER |  | 0 | 0 | Column Missing
442 | 1 | PREPARATION LABEL PRINTER | BY OS&E | 0 | 0 | Column Missing
443 | 1 | HEATED PLATE DISPENSER | Heated Plate Dispenser, enclosed tubular frame, mobile design, two self-elevating dish dispensing tubes, maximum dish size 10-1/8" diameter, 120v/60/1-ph, 1000w, 8.4 amps, 5-15P, CSA (IDPH2E/1012) | 4123.1 | 4123.1 | Column Missing
444 | 0 | SpareNo | SpareNo | 0 | 0 | Column Missing
445 | 0 | SpareNo | SpareNo | 0 | 0 | Column Missing
446 | 0 | SpareNo | SpareNo | 0 | 0 | Column Missing
447 | 1 | TRAY ASSEMBLY COUNTER WITH SINK |  | 0 | 0 | Column Missing
448 | 1 | DROP-IN HAND SINK | Recessed Hand Sink, 14"W x 10"D x 5" deep sink bowl, includes: 4" OC deck mounted gooseneck faucet with aerator, soap & paper towel dispensers, 4"H side splashes, 304 stainless steel, NSF (countertop opening not to exceed 17-1/4" (front to back) x 17-3/8" (left to right)) | 1454 | 1454 | Column Missing
449 | 0 | SpareNo | SpareNo | 0 | 0 | Column Missing
450 | 0 | SpareNo | SpareNo | 0 | 0 | Column Missing
451 | 1 | TRASH CHUTE |  | 0 | 0 | Column Missing
452 | 1 | TRASH RECEPTACLE | Slim Jim® Container, 23 gallon, 22"W x 11"D x 30"H, with venting channels, molded-in handles, general purpose waste, open type without lid, high-impact plastic construction, gray, Made in USA | 47 | 47 | Column Missing
453 | 1 | INDUCTION BASE CHARGER | SmartTherm™ Induction Charger, 208v/1-ph | 10066.86 | 10066.86 | Column Missing
454 | 1 | DOUBLE OVERSHELF |  | 0 | 0 | Column Missing
455 | 0 | SpareNo | SpareNo | 0 | 0 | Column Missing
456 | 1 | PREPARATION LABEL PRINTER | BY OS&E | 0 | 0 | Column Missing
457 | 1 | UNDER COUNTER REFIGERATOR WITH DOORS AND NSF#7 RAIL |  | 0 | 0 | Column Missing
458 | 1 | RECESSED CUTTING BOARD |  | 0 | 0 | Column Missing
459 | 0 | SpareNo | SpareNo | 0 | 0 | Column Missing
460 | 0 | SpareNo | SpareNo | 0 | 0 | Column Missing
461 | 1 | Microwave Oven | Amana® Commercial Microwave Oven, 0.8 cu. ft. capacity, 1000 watts, low volume, 4-stage cooking, (5) power levels, touchpad controls, (20) memory settings, 30-minute max cooking time, interlock safety switch, audible end of cycle signal, LED display, side hinged door with tempered glass, LED lighted interior, stainless steel interior & exterior, 120v/60/1-ph, 13.0 amps, 15 MCA, 1500 watts (total), cord, NEMA 5-15P, cETLus, ETL-Sanitation | 520 | 520 | Column Missing
462 | 1 | HOT FOOD WELL | Food Warmer, top-mount, built-in, electric, auto-fill, (3) 12" x 20" openings with manifold drains with one valve, wet/dry operation, thermostatic control, stainless steel interior, insulated aluminum steel housing, WellsLok™, UL, NSF | 2389.5 | 2389.5 | Column Missing
463 | 2 | FOOD WARMER | Glo-Ray® Infrared Foodwarmer, 48" W, high wattage, tubular metal heater rod with lights, single heater rod housing, aluminum construction, 1340 watts, NSF, cULus, Made in USA | 414 | 828 | Column Missing
464 | 1 | RECESSED CUTTING BOARD |  | 0 | 0 | Column Missing
465 | 0 | SpareNo | SpareNo | 0 | 0 | Column Missing
466 | 1 | PREPARATION LABEL PRINTER | BY OS&E | 0 | 0 | Column Missing
467 | 1 | TRAY MAKE-UP ROLLER |  | 0 | 0 | Column Missing
468 | 1 | TRAY STARTER |  | 0 | 0 | Column Missing
469 | 0 | SpareNo | SpareNo | 0 | 0 | Column Missing
470 | 0 | SpareNo | SpareNo | 0 | 0 | Column Missing
471 | 1 | LOAD CENTER |  | 0 | 0 | Column Missing
472 | 1 | PREPARATION LABEL PRINTER | BY OS&E | 0 | 0 | Column Missing
473 | 1 | HEATED PLATE DISPENSER | Heated Plate Dispenser, enclosed tubular frame, mobile design, two self-elevating dish dispensing tubes, maximum dish size 10-1/8" diameter, 120v/60/1-ph, 1000w, 8.4 amps, 5-15P, CSA (IDPH2E/1012) | 4123.1 | 4123.1 | Column Missing
474 | 10 | Meal Tray Delivery Cart | TQ Economy Tray Delivery Cart, pass thru, (1) door, 1-compartment, 37-1/8"H, (10) tray capacity, designed to hold multiple tray sizes (14" x 18", 15" x 20", & Dinex room service trays), fixed tray slides with 5-1/4" spacing, two trays per slide, fixed panels, magnetic door catch, drop latch, (4) 5" plate-type casters, 2 swivel with brakes, 2 fixed without brakes, stainless steel construction, CSA, Made In USA (ICTPT/10) | 3071.4 | 30714 | Column Missing
475 | 0 | SpareNo | SpareNo | 0 | 0 | Column Missing
476 | 1 | Air Curtain Refrigerator | UltraSpec™ Series Refrigerator Air Curtain, one-section, bottom mounted self-contained refrigeration, 13.6 cu. ft. capacity, (1) full height glass hinged door, cylinder lock, electronic control, (15) 18" x 26" tray capacity, adjustable stainless steel tray slides, stainless steel exterior & interior, magnetic door gaskets with 2 year warranty, 7-1/4" heavy duty locking casters, R290 Hydrocarbon refrigerant, 3/4 HP, cULus, UL EPH Classified, UL-Sanitation MADE IN USA | 20691.5 | 20691.5 | Column Missing
477 | 1 | Reach-In Freezer | SPEC SERIES® Freezer, reach-in, -10°F, one-section, (1) stainless steel door with lock, cam-lift hinges, digital temperature control, (3) chrome shelves, LED interior lights, stainless steel front & sides, aluminum interior, 5" castors, R290 Hydrocarbon refrigerant, 1/2 HP, 115v/60/1-ph, 6.0 amps, NEMA 5-15P, cULus, UL EPH Classified, Made in USA | 10862 | 10862 | Column Missing
478 | 1 | BEVERAGE COUNTER |  | 0 | 0 | Column Missing
479 | 0 | SpareNo | SpareNo | 0 | 0 | Column Missing
480 | 0 | SpareNo | SpareNo | 0 | 0 | Column Missing
481 | 3 | GLASS RACK DISH DOLLY | Dolly, for Cup/Glass Rack, platform design, single stack, designed for 20" x 20" racks, all aluminum construction, with corner bumpers & handle | 354 | 1062 | Column Missing
482 | 1 | COFFEE BREWER | 20900.0008 Dual® Coffee Brewer, Portable, mechanical thermostat, brews 16.3 gallons per hour capacity, black plastic funnel, 1 batch-size setting, electronic timer & grinder interface, upper hot water faucet, variable water bypass, includes (2) GPR servers (20950.0004), 4" black adjustable legs, stainless steel, 120/208v/60/1-ph, 5990 watts, 28.8 amps, 20-90 psi, 1/4" male NPT, UL, NSF | 0 | 0 | Column Missing
483 | 1 | Juice Dispenser, Electric | 37300.0079 JDF-4S Silver Series® 4-Flavor Cold Beverage System, push button, 18 lb. ice bank, 7" cup clearance, dispense 1.0 to 1.5 ounces per second flow rate, dispenses frozen and ambient products, LED lighted door graphics, single size portion control, door lock, includes: (8) variety pack displays, black finish, 120v/60/1-ph, 6 amps, 720 watts, NEMA 5-15P, cord attached, 20-100 psi, 3/8" male flare fitting, R-134A, NSF, ETL | 7000.78 | 7000.78 | Column Missing
484 | 1 | ICED TEA BREWER | 36700.0059 TB3Q Iced Tea Brewer, 3-gallon capacity single brewer, 26.7 gallon/hour, quick disconnect, SplashGard® funnel, Quickbrew system(dispensers sold separately), 120v/60/1-ph, 1730w, 14.4amps, NEMA 5-15P, cord attached, UL, NSF | 0 | 0 | Column Missing
485 | 0 | SpareNo | SpareNo | 0 | 0 | Column Missing
486 | 1 | SODA & ICE DISPENSER | BY VENDOR | 0 | 0 | Column Missing
487 | 1 | ICE MACHINE | Prodigy Plus® Ice Maker, cube style, water-cooled, self-contained condenser, production capacity up to 500 lb/24 hours at 70°/50° (410 lb AHRI certified at 90°/70°), medium cube size, AutoAlert™ indicating lights, WaterSense adjustable purge control, one-touch cleaning, harvest assist, unit specific QR code, stainless steel finish, AgION™ antimicrobial protection, 115v/60/1-ph, 13.5 amps, cULus, NSF, CE, engineered and assembled in USA (Discontinued 01/01/2023, verify availability with distributor) | 4482 | 4482 | Column Missing
488 | 1 | WATER FILTRATION SYSTEM | Insurice® Single-i2000² System, 9,000 gallon capacity, 1.67 gpm flow rate, 0.5-micron filtration, for cubers up to 500 lbs/day or flakers up to 1,500 lbs/day, pressure gauge, flushing valve, NSF, ANSI | 216 | 216 | Column Missing
489 | 0 | SpareNo | SpareNo | 0 | 0 | Column Missing
490 | 0 | SpareNo | SpareNo | 0 | 0 | Column Missing
491 | 1 | Air Curtain Refrigerator | UltraSpec™ Series Refrigerator Air Curtain, one-section, bottom mounted self-contained refrigeration, 13.6 cu. ft. capacity, (1) full height glass hinged door, cylinder lock, electronic control, (15) 18" x 26" tray capacity, adjustable stainless steel tray slides, stainless steel exterior & interior, magnetic door gaskets with 2 year warranty, 7-1/4" heavy duty locking casters, R290 Hydrocarbon refrigerant, 3/4 HP, cULus, UL EPH Classified, UL-Sanitation MADE IN USA | 20691.5 | 20691.5 | Column Missing
492 | 1 | Reach-In Freezer | SPEC SERIES® Freezer, reach-in, -10°F, one-section, (1) stainless steel door with lock, cam-lift hinges, digital temperature control, (3) chrome shelves, LED interior lights, stainless steel front & sides, aluminum interior, 5" castors, R290 Hydrocarbon refrigerant, 1/2 HP, 115v/60/1-ph, 6.0 amps, NEMA 5-15P, cULus, UL EPH Classified, Made in USA | 10862 | 10862 | Column Missing
493 | 1 | Hand Sink | Hand Sink, wall mounted, 14" wide x 10" front-to-back x 5" deep bowl, 20 gauge 304 stainless steel, electronic faucet (battery & 110v options both supplied), basket drain, wall bracket, NSF, cCSAus | 1463.5 | 1463.5 | Column Missing
494 | 1 | TRASH RECEPTACLE | Slim Jim® Container, 23 gallon, 22"W x 11"D x 30"H, with venting channels, molded-in handles, general purpose waste, open type without lid, high-impact plastic construction, gray, Made in USA | 47.13 | 47.13 | Column Missing
495 | 0 | SpareNo | SpareNo | 0 | 0 | Column Missing
496 | 1 | DOME AND BASE STORAGE RACK |  | 0 | 0 | Column Missing
497 | 1 | AIR CURTAIN | Standard Series 2 Air Curtain, for 72" wide door, unheated, UVC/HCP, includes magnetic switch (99-018) and 24v control, galvanized steel cabinet, obsidian black powder coat finish, (2) 1/2 HP motors, 115v/60/1-ph, 1.0 kW, cord & plug, 10.2 amps, cETLus | 1820 | 1820 | Column Missing
498 | 0 | SpareNo | SpareNo | 0 | 0 | Column Missing
499 | 0 | SpareNo | SpareNo | 0 | 0 | Column Missing
500 | 0 | SpareNo | SpareNo | 0 | 0 | Column Missing
JANITOR/R.O. WATER AREA
501 | 88 | DETERGENT STORAGE SHELVING | Super Erecta® Shelf, wire, 48"W x 18"D, plastic split sleeves are included in each carton, Metroseal 3™ epoxy-coated corrosion-resistant finish with Microban® antimicrobial protection, NSF | 384.9982 | 33879.846 | Column Missing
502 | 0 | Mop Rack | By General Contractor | 0 | 0 | Column Missing
503 | 0 | Mop Sink | By General Contractor | 0 | 0 | Column Missing
504 | 0 | Hose Bibb | By General Contractor | 0 | 0 | Column Missing
505 | 0 | SpareNo | SpareNo | 0 | 0 | Column Missing
506 | 1 | Wall Shelf |  | 0 | 0 | Column Missing
507 | 1 | REVERSE OSMOSIS SYSTEM | CookSpec™ RO-250NE Water Filter System, for boiler based and boiler-less equipment, cold water inlet only, 250 gallons per day (946 lpd) (10-1/4 gallon per hour), 23"H x 20"W x 5-1/2"D, 45°-100°F (7°-38°C) temperature range, storage tank refill 2-3 minutes, cabinet design, wall mounted or stand alone, non-electric, integrated TDS meter, quick disconnect, requires external water storage tank, 30-80 psi (2-5.5 bar), 1/4" floor drain tubing, 3/8" inlet/outlet (contact factory for price) | 0 | 0 | Column Missing
508 | 1 | REVERSE OSMOSIS 80 GAL. STORAGE TANK |  | 0 | 0 | Column Missing
509 | 0 | SpareNo | SpareNo | 0 | 0 | Column Missing
510 | 0 | SpareNo | SpareNo | 0 | 0 | Column Missing
511 | 1 | AIR CURTAIN | Standard Series 2 Air Curtain, for 48" wide door, unheated, UVC/HCP, includes magnetic switch (99-018) and 24v control, galvanized steel cabinet, obsidian black powder coat finish, (1) 1/2 HP motor, 115v/60/1-ph, 550 watts, cord & plug, 5.1 amps, cETLus | 1250 | 1250 | Column Missing
512 | 0 | SpareNo | SpareNo | 0 | 0 | Column Missing
513 | 0 | SpareNo | SpareNo | 0 | 0 | Column Missing
514 | 0 | SpareNo | SpareNo | 0 | 0 | Column Missing
515 | 0 | SpareNo | SpareNo | 0 | 0 | Column Missing
SOILED WARE WASHING AREA
516 | 11 | SOILED TRAY RETURN CART | Pan Rack, mobile, full height, enclosed cabinet, (40) 18" x 26" pan capacity, extrusions on 1-1/2" centers, all welded aluminum construction, front loading, HD base, (4) 5" platform swivel casters, NSF, Made in USA, (standard factory lead time) | 2009 | 22099 | Column Missing
517 | 1 | SOILED DISH TABLE WITH TROUGH AND BRIDGE |  | 0 | 0 | Column Missing
518 | 1 | DOUBLE SIDED GLASS RACK SHELF |  | 2021 | 2021 | Column Missing
519 | 0 | SpareNo | SpareNo | 0 | 0 | Column Missing
520 | 0 | SpareNo | SpareNo | 0 | 0 | Column Missing
521 | 1 | SILVERWARE CHUTE |  | 2021 | 2021 | Column Missing
522 | 1 | SILVER Soak Sink | Soak Sink, portable, 20" working height, sink outlet fitted with quick-release drain, 22" x 22" x 8" deep fabricated sink compartment, stainless steel construction, casters, accommodates 19-3/4" x 19-3/4" dishwasher baskets (by others) | 1929 | 1929 | Column Missing
523 | 1 | TRASH RECEPTACLE | ProSave® BRUTE® Container, without lid, 20 gallon, 19-1/2"D x 22-7/8"H, round, reinforced rims, built in handles, double rimmed base, high-impact plastic construction, gray, NSF, Made in USA | 121 | 121 | Column Missing
524 | 1 | FOOD WASTE COLLECTOR | PowerRinse® Trough (Model PRT™) - Complete Waste Collection System Package. Requires only 1 GPM (3.79 LPM) of fresh water per hour. Pre-rinse and scrapping system with 70 GPM (264.98 LPM) recirculated water flow capability, dry start protection, and adjustable run time. Pre-plumbed and pre-wired base assembly with control, solenoid and pump (requires additional plumbing for trough); integrated air gap; stainless steel mounting tray, base assembly, basket cover, pump housing, 1/4" pump inlet screen, and pump impeller; 1/4" perforated scrap basket with four ergonomic handles; flanged feet; check valves; 2" drain discharge; 1/2" NPT water inlets | 6395 | 6395 | Column Missing
525 | 0 | SpareNo | SpareNo | 0 | 0 | Column Missing
526 | 1 | GLASS RACK SHELF |  | 2021 | 2021 | Column Missing
527 | 1 | DISH MACHINE | Pro Series, 66”W rack conveyor dishwasher, with 22” pre-wash, Vent-less Heat Recovery technology, Proportional Rinse, Progressive anti-jam drive system, top mounted Prodigy series HMI user interface, Proactive maintenance software, 100 gallons per hour with energy sentinel (idle pump shut-off), (209) racks per hour, built-in 70° rise booster, electric tank heat, single-piece hood design, single-piece stainless steel upper & lower wash arms manifolds, internal removable scrap basket & dual-piece scrap screens, 20” standard vertical clearance which accommodate 18” x 26” sheet pans, full 180° opening leak proof insulated hinged access doors, automatic tank fill, door safety switches, leak-proof ball valve drains, lower front & side enclosure panels, stainless steel heavy gauge construction including base & legs, electric tank heat, 2 HP prewash and wash pumps, single point machine & separate booster connection, vent fan control, stainless steel rear manifolds, includes: (2) 20" x 20" peg racks & (1) 20" x 20" flat rack, NSF, CULus, Made in USA (consult factory for price) | 2950 | 2950 | Column Missing
528 | 1 | Hand Sink | Hand Sink, wall mounted, 14" wide x 10" front-to-back x 5" deep bowl, 20 gauge 304 stainless steel, electronic faucet (battery & 110v options both supplied), basket drain, wall bracket, NSF, cCSAus | 1463.5 | 1463.5 | Column Missing
529 | 0 | SpareNo | SpareNo | 0 | 0 | Column Missing
530 | 0 | SpareNo | SpareNo | 0 | 0 | Column Missing
531 | 1 | TRASH RECEPTACLE | Slim Jim® Container, 23 gallon, 22"W x 11"D x 30"H, with venting channels, molded-in handles, general purpose waste, open type without lid, high-impact plastic construction, gray, Made in USA | 47.13 | 47.13 | Column Missing
532 | 1 | EYE WASH STATION |  | 0 | 0 | Column Missing
533 | 0 | SpareNo | SpareNo | 0 | 0 | Column Missing
534 | 0 | SpareNo | SpareNo | 0 | 0 | Column Missing
535 | 0 | SpareNo | SpareNo | 0 | 0 | Column Missing
536 | 1 | PLASTIC DOORS | Polar-Pro® Flexible Swinging Door for Walk-In Coolers & Freezers, 30” wide x 108” high, (2) .080” thick clear PVC panels (rated for -20° to 140°F), (2) stainless steel swinging arms and universal mounting brackets, and (2) anti-curl strips | 437 | 437 | Column Missing
537 | 1 | FLOOR TROUGH AND GRATE |  | 0 | 0 | Column Missing
538 | 1 | HOSE STATION | HOT & COLD WATER | 0 | 0 | Column Missing
539 | 0 | SpareNo | SpareNo | 0 | 0 | Column Missing
540 | 0 | SpareNo | SpareNo | 0 | 0 | Column Missing
541 | 1 | FLOOR TROUGH AND GRATE |  | 0 | 0 | Column Missing
542 | 1 | PLASTIC DOORS | Polar-Pro® Flexible Swinging Door for Walk-In Coolers & Freezers, 30” wide x 108” high, (2) .080” thick clear PVC panels (rated for -20° to 140°F), (2) stainless steel swinging arms and universal mounting brackets, and (2) anti-curl strips | 437 | 437 | Column Missing
543 | 0 | SpareNo | SpareNo | 0 | 0 | Column Missing
544 | 0 | SpareNo | SpareNo | 0 | 0 | Column Missing
545 | 0 | SpareNo | SpareNo | 0 | 0 | Column Missing
CLEAN WARE WASHING AREA
546 | 1 | EYE WASH STATION |  | 0 | 0 | Column Missing
547 | 1 | Hand Sink | Hand Sink, wall mounted, 14" wide x 10" front-to-back x 5" deep bowl, 20 gauge 304 stainless steel, electronic faucet (battery & 110v options both supplied), basket drain, wall bracket, NSF, cCSAus | 1463.5 | 1463.5 | Column Missing
548 | 1 | TRASH RECEPTACLE | Slim Jim® Container, 23 gallon, 22"W x 11"D x 30"H, with venting channels, molded-in handles, general purpose waste, open type without lid, high-impact plastic construction, gray, Made in USA | 47.13 | 47.13 | Column Missing
549 | 0 | SpareNo | SpareNo | 0 | 0 | Column Missing
550 | 0 | SpareNo | SpareNo | 0 | 0 | Column Missing
551 | 1 | CLEAN DISH TABLE |  | 0 | 0 | Column Missing
552 | 1 | GLASS RACK SHELF |  | 2021 | 2021 | Column Missing
553 | 6 | CLEAN DISH STORAGE SHELVING | Super Erecta® Shelf, wire, 48"W x 18"D, plastic split sleeves are included in each carton, Metroseal 3™ epoxy-coated corrosion-resistant finish with Microban® antimicrobial protection, NSF | 384.9982 | 2309.9895 | Column Missing
554 | 10 | GLASS RACK DISH DOLLY | Dolly, for Cup/Glass Rack, platform design, single stack, designed for 20" x 20" racks, all aluminum construction, with corner bumpers & handle | 354 | 3540 | Column Missing
555 | 0 | SpareNo | SpareNo | 0 | 0 | Column Missing
556 | 10 | DISH DOLLY | Poker Chip Dish Dolly, 26-5/8"W x 26-5/8"D x 31-15/16"H, adjustable, dish size 4-1/4" to 11-3/4", removable dividers & towers, two-handed access, recessed handles, 5"Dia. swivel casters with neoprene wheels (2 with brakes), chip-resistant polymer shell with Microban® antimicrobial protection, aesthetic blue, vinyl dust/water splash cover, NSF | 834.5 | 8345 | Column Missing
557 | 6 | DOME AND BASE STORAGE RACK |  | 0 | 0 | Column Missing
558 | 6 | TRAY DRYING/ STORAGE RACK | Tray-Drying Rack, mobile, 3 tray levels, (40) 18" x 26" trays per level, 1.4" angle spacing, heavy duty aluminum construction, (4) 5" platform casters, KD, NSF, Made in USA, (standard factory lead time) | 2425 | 14550 | Column Missing
559 | 0 | SpareNo | SpareNo | 0 | 0 | Column Missing
560 | 0 | SpareNo | SpareNo | 0 | 0 | Column Missing
561 | 6 | DOME AND BASE STORAGE RACK |  | 0 | 0 | Column Missing
562 | 0 | SpareNo | SpareNo | 0 | 0 | Column Missing
563 | 0 | SpareNo | SpareNo | 0 | 0 | Column Missing
564 | 0 | SpareNo | SpareNo | 0 | 0 | Column Missing
565-600 | 0 | SpareNo | SpareNo | 0 | 0 | Column Missing
24HR GRAB-N-GO AREA
601 | 3 | REFRIGERATED GRAB AND GO CASE | Oasis® Self-Service Refrigerated Merchandiser, 47-3/4"W, high profile, open front, (4) non-lighted shelves, top light, Breeze-E (Type ll) with EnergyWise self-contained refrigeration system, Blue Fin coated coil, one piece formed ABS plastic tub, black interior, full end panels with mirror, cETLus, ETL-Sanitation | 16002 | 48006 | Column Missing
602 | 1 | REACH-IN FREEZER | Freezer Merchandiser with Health Safety Timer, one-section, True standard look version 01, -10°F, (4) shelves, (1) triple-pane thermal glass hinged door, LED interior lights, powder coated steel exterior, white interior with stainless steel floor, R290 Hydrocarbon refrigerant, 1 HP, 115v/60/1-ph, 9.3 amps, NEMA 5-15P, cULus, UL EPH Classified, Made in USA | 24255 | 24255 | Column Missing
603 | 2 | REACH-IN REFRIGERATOR | Refrigerated Merchandiser with Health Safety Timer, one-section, True standard look version 01, (4) shelves, (1) Low-E thermal glass hinged door, LED interior lights, powder coated steel exterior, white aluminum interior with stainless steel floor, R290 Hydrocarbon refrigerant, 1/3 HP, 115v/60/1-ph, 5.4 amps, NEMA 5-15P, cULus, UL EPH Classified, Made in USA | 12686 | 25372 | Column Missing
604 | 3 | AMBIENT GRAB AND GO CASE |  | 0 | 0 | Column Missing
605 | 0 | SpareNo | SpareNo | 0 | 0 | Column Missing
606 | 1 | GRAB-N-GO COUNTER | MILLWORK BY GENERAL CONTRACTOR | 0 | 0 | Column Missing
607 | 2 | SELF PAY POS SYSTEM | BY OS&E | 0 | 0 | Column Missing
608 | 1 | CONDIMENT DISPENSER | BY OS&E | 0 | 0 | Column Missing
609 | 0 | SpareNo | SpareNo | 0 | 0 | Column Missing
610 | 0 | SpareNo | SpareNo | 0 | 0 | Column Missing
611 | 2 | Microwave Oven | Amana® Commercial Microwave Oven, 0.8 cu. ft. capacity, 1000 watts, low volume, 4-stage cooking, (5) power levels, touchpad controls, (20) memory settings, 30-minute max cooking time, interlock safety switch, audible end of cycle signal, LED display, side hinged door with tempered glass, LED lighted interior, stainless steel interior & exterior, 120v/60/1-ph, 13.0 amps, 15 MCA, 1500 watts (total), cord, NEMA 5-15P, cETLus, ETL-Sanitation | 520 | 1040 | Column Missing
612 | 0 | SpareNo | SpareNo | 0 | 0 | Column Missing
613 | 0 | SpareNo | SpareNo | 0 | 0 | Column Missing
614 | 0 | SpareNo | SpareNo | 0 | 0 | Column Missing
615-650 | 0 | SpareNo | SpareNo | 0 | 0 | Column Missing
PHYSICIANS DINING AREA
651 | 1 | BEVERAGE COUNTER | MILLWORK BY GENERAL CONTRACTOR | 0 | 0 | Column Missing
652 | 1 | Ice & Water Dispenser | Meridian™ Ice & Water Dispenser, Touchfree® infrared dispensing, H2 Nugget Ice, air-cooled, production capacity up to 260 lb/24 hours at 70°/50° (225 lb AHRI certified at 90°/70°), 12 lb bin storage capacity, sealed maintenance-free bearings, removable bin, removable air filter, SmoothStream™ water dispensing, removable spouts and sink, enlarged 0.8" sink drain, recessed utility chase, stainless steel evaporator and auger, enlarged 11" dispensing area, USB software upgrade port, unit specific QR code, stainless steel exterior, AgION™ antimicrobial protection, R-134a refrigerant, includes 7.5’ power cord with NEMA 5-15P plug, 115V/60/1-ph, 7.0 amps, cULus, NSF, CE, engineered and assembled in USA | 0 | 0 | Column Missing
653 | 1 | ICED TEA BREWER | 36700.0059 TB3Q Iced Tea Brewer, 3-gallon capacity single brewer, 26.7 gallon/hour, quick disconnect, SplashGard® funnel, Quickbrew system(dispensers sold separately), 120v/60/1-ph, 1730w, 14.4amps, NEMA 5-15P, cord attached, UL, NSF | 0 | 0 | Column Missing
654 | 1 | JUICE BREWER | 37300.0079 JDF-4S Silver Series® 4-Flavor Cold Beverage System, push button, 18 lb. ice bank, 7" cup clearance, dispense 1.0 to 1.5 ounces per second flow rate, dispenses frozen and ambient products, LED lighted door graphics, single size portion control, door lock, includes: (8) variety pack displays, black finish, 120v/60/1-ph, 6 amps, 720 watts, NEMA 5-15P, cord attached, 20-100 psi, 3/8" male flare fitting, R-134A, NSF, ETL | 0 | 0 | Column Missing
655 | 0 | SpareNo | SpareNo | 0 | 0 | Column Missing
656 | 1 | COFFEE BREWER | 20900.0008 Dual® Coffee Brewer, Portable, mechanical thermostat, brews 16.3 gallons per hour capacity, black plastic funnel, 1 batch-size setting, electronic timer & grinder interface, upper hot water faucet, variable water bypass, includes (2) GPR servers (20950.0004), 4" black adjustable legs, stainless steel, 120/208v/60/1-ph, 5990 watts, 28.8 amps, 20-90 psi, 1/4" male NPT, UL, NSF | 0 | 0 | Column Missing
657 | 1 | Undercounter Refrigerator | Undercounter Refrigerator, 33 - 38°F, (2) stainless steel doors, (4) PVC coated adjustable wire shelves, stainless steel top & sides, aluminum interior with stainless steel floor, 5" castors, R290 Hydrocarbon refrigerant, 1/5 HP, 115v/60/1-ph, 3.0 amps, NEMA 5-15P, cULus, UL EPH Classified, CE, Made in USA | 6592 | 6592 | Column Missing
658 | 1 | REACH-IN REFRIGERATOR | SPEC SERIES® Refrigerator, reach-in, one-section, (1) glass door with lock, cam-lift hinges, digital temperature control, (3) chrome shelves, LED interior lights, stainless steel front & sides, aluminum interior sides & walls, stainless floor & ceiling, 5" castors, R290 Hydrocarbon refrigerant, 1/4 HP, 115v/60/1-ph, 3.8 amps, NEMA 5-15P, ENERGY STAR®, cULus, UL EPH Classified, Made in USA | 7171 | 7171 | Column Missing
659 | 0 | SpareNo | SpareNo | 0 | 0 | Column Missing
660-700 | 0 | SpareNo | SpareNo | 0 | 0 | Column Missing
SERVERY AREA
701 | 1 | TRAY/SILVERWARE COUNTER | MILLWORK BY GENERAL CONTRACTOR | 0 | 0 | Column Missing
702 | 1 | BEVERAGE COOLER |  | 0 | 0 | Column Missing
703 | 1 | FLOOR TROUGH AND GRATE |  | 0 | 0 | Column Missing
704 | 1 | EVAPORATOR COIL |  | 0 | 0 | Column Missing
705 | 0 | SpareNo | SpareNo | 0 | 0 | Column Missing
706 | 3 | COOLER STORAGE SHELVING | Super Erecta® Shelf, wire, 48"W x 18"D, plastic split sleeves are included in each carton, Metroseal 3™ epoxy-coated corrosion-resistant finish with Microban® antimicrobial protection, NSF | 384.9982 | 1154.9948 | Column Missing
707 | 1 | DISPLAY COOLER SHELVING |  | 0 | 0 | Column Missing
708 | 1 | REACH-IN DOORS |  | 0 | 0 | Column Missing
709 | 0 | SpareNo | SpareNo | 0 | 0 | Column Missing
710 | 0 | SpareNo | SpareNo | 0 | 0 | Column Missing
711 | 1 | BACK COUNTER WITH SINK |  | 0 | 0 | Column Missing
712 | 1 | DROP-IN HAND SINK | Recessed Hand Sink, 14"W x 10"D x 5" deep sink bowl, includes: 4" OC deck mounted gooseneck faucet with aerator, soap & paper towel dispensers, 4"H side splashes, 304 stainless steel, NSF (countertop opening not to exceed 17-1/4" (front to back) x 17-3/8" (left to right)) | 1453.5 | 1453.5 | Column Missing
713 | 1 | TRASH CHUTE |  | 0 | 0 | Column Missing
714 | 1 | TRASH RECEPTACLE | Slim Jim® Container, 23 gallon, 22"W x 11"D x 30"H, with venting channels, molded-in handles, general purpose waste, open type without lid, high-impact plastic construction, gray, Made in USA | 47.13 | 47.13 | Column Missing
715 | 0 | SpareNo | SpareNo | 0 | 0 | Column Missing
716 | 1 | DOUBLE WALL SHELF |  | 0 | 0 | Column Missing
717 | 1 | FIRE SUPPRESSION SYSTEM |  | 9188 | 9188 | Column Missing
718 | 1 | EXHAUST HOOD |  | 0 | 0 | Column Missing
719 | 0 | SpareNo | SpareNo | 0 | 0 | Column Missing
720 | 0 | SpareNo | SpareNo | 0 | 0 | Column Missing
721 | 1 | MODULAR GRIDDLE | Spec Series Heavy Duty Range, gas, 36"W, modular, griddle, 1" thick plate, 4"W grease gutter with 1 gallon can capacity, thermostatic controls, stainless steel front, sides, 5"D landing ledge &, backguard, 90,000 BTU, 26kW, cETLus, NSF | 5925.5 | 5925.5 | Column Missing
722 | 1 | REFRIGERATED EQUIPMENT STAND | Spec Series Sizzle 'N Chill System, 72", (4) drawers, (8) pan capacity, digital thermostat, self-contained, includes drawer dividers, stainless steel front, drawer fronts, sides, guides & bearings, casters, 120v/60/1-ph, 1/5 HP, 6' cord & plug, 3.0 amps, cETLus, ETL-Sanitation | 12235.5 | 12235.5 | Column Missing
723 | 1 | MODULAR CHARBROILER | Spec Series Heavy Duty Range, gas, 36"W, modular, charbroiler, cast iron radiants, slanted cast iron top grates, front grease gutter, removable crumb tray & drip pan, stainless steel front, sides, 7"D landing ledge & stub back, 90,000 BTU, 26kW, cETLus, NSF | 5363 | 5363 | Column Missing
724 | 1 | FRYER BATTERY | Fryer, gas, floor model, (2) battery, 50lb. capacity each, built-in filter system, 5.5 GPM roller pump, electronic thermostat, drain station, cabinet, includes: food warmer, dump pan, joiner strips & filter start kit, stainless steel frypot, front, sides, landing ledge, & cabinet, casters, 120v/60/1-ph, 6.8 amps, 1/3 HP, 280,000 BTU, CSA Flame, CSA Star, NSF, CE | 17915 | 17915 | Column Missing
725 | 0 | SpareNo | SpareNo | 0 | 0 | Column Missing
726 | 1 | BACK COUNTER |  | 0 | 0 | Column Missing
727 | 1 | DOUBLE WALL SHELF |  | 0 | 0 | Column Missing
728 | 1 | DROP-IN HAND SINK | Recessed Hand Sink, 14"W x 10"D x 5" deep sink bowl, includes: 4" OC deck mounted gooseneck faucet with aerator, soap & paper towel dispensers, 4"H side splashes, 304 stainless steel, NSF (countertop opening not to exceed 17-1/4" (front to back) x 17-3/8" (left to right)) | 1453.5 | 1453.5 | Column Missing
729 | 0 | SpareNo | SpareNo | 0 | 0 | Column Missing
730 | 0 | SpareNo | SpareNo | 0 | 0 | Column Missing
731 | 1 | TRASH CHUTE |  | 0 | 0 | Column Missing
732 | 1 | TRASH RECEPTACLE | Slim Jim® Container, 23 gallon, 22"W x 11"D x 30"H, with venting channels, molded-in handles, general purpose waste, open type without lid, high-impact plastic construction, gray, Made in USA | 47.13 | 47.13 | Column Missing
733 | 1 | REACH-IN REFRIGERATOR | SPEC SERIES® Refrigerator, reach-in, two-section, (2) glass doors with locks, cam-lift hinges, digital temperature control, (6) chrome shelves, LED interior lights, stainless steel front & sides, aluminum interior sides & walls, stainless floor & ceiling, 5" castors, R290 Hydrocarbon refrigerant, 1/2 HP, 115v/60/1-ph, 5.9 amps, NEMA 5-15P, cULus, UL EPH Classified, Made in USA, ENERGY STAR® | 9866.5 | 9866.5 | Column Missing
734 | 0 | SpareNo | SpareNo | 0 | 0 | Column Missing
735 | 0 | SpareNo | SpareNo | 0 | 0 | Column Missing
736 | 1 | GRILL SERVING COUNTER |  | 0 | 0 | Column Missing
737 | 1 | LOAD CENTER |  | 0 | 0 | Column Missing
738 | 1 | BUTCHER BLOCK TOP |  | 0 | 0 | Column Missing
739 | 0 | SpareNo | SpareNo | 0 | 0 | Column Missing
740 | 0 | SpareNo | SpareNo | 0 | 0 | Column Missing
741 | 1 | SNEEZE GUARD | ZGuard® Food Shield, single, self-service, fully adjustable, 20-1/2" height, 14" wide tempered glass top & lower sneeze guard, 1" diameter tubing double supports, cULus (Contact factory for price) | 0 | 0 | Column Missing
742 | 1 | FOOD WARMER | Glo-Ray® Narrow Max Infrared Strip Heater, 48" L, tubular metal heater rod, single heater rod housing, stainless steel housing with angle mounting bracket, 1300 watts, cULus, UL EPH Classified, Made in USA | 370 | 370 | Column Missing
743 | 1 | HOT FOOD WELL | Food Warmer, top-mount, built-in, electric, auto-fill, (4) 12" x 20" openings with manifold drains with one valve, wet/dry operation, double control panel, thermostatic control, stainless steel interior, insulated aluminum steel housing, cULus | 3116 | 3116 | Column Missing
744 | 1 | SNEEZE GUARD | ZGuard® Food Shield, single, self-service, fully adjustable, 20-1/2" height, 14" wide tempered glass top & lower sneeze guard, 1" diameter tubing double supports, cULus (Contact factory for price) | 0 | 0 | Column Missing
745 | 0 | SpareNo | SpareNo | 0 | 0 | Column Missing
746 | 1 | FOOD WARMER | Glo-Ray® Narrow Max Infrared Strip Heater, 48" L, tubular metal heater rod, single heater rod housing, stainless steel housing with angle mounting bracket, 1300 watts, cULus, UL EPH Classified, Made in USA | 370 | 370 | Column Missing
747 | 1 | HOT FOOD WELL | Food Warmer, top-mount, built-in, electric, auto-fill, (2) 12" x 20" openings with manifold drains with one valve, wet/dry operation, thermostatic control, stainless steel interior, insulated aluminum steel housing, cULus | 1853.5 | 1853.5 | Column Missing
748 | 1 | SNEEZE GUARD | ZGuard® Food Shield, single, self-service, fully adjustable, 20-1/2" height, 14" wide tempered glass top & lower sneeze guard, 1" diameter tubing double supports, cULus (Contact factory for price) | 0 | 0 | Column Missing
749 | 0 | SpareNo | SpareNo | 0 | 0 | Column Missing
750 | 0 | SpareNo | SpareNo | 0 | 0 | Column Missing
751 | 1 | FOOD WARMER | Glo-Ray® Narrow Max Infrared Strip Heater, 18" L, tubular metal heater rod, single heater rod housing, steel housing in a variety of colors with angle mounting bracket, 450 watts, cULus, UL EPH Classified, Made in USA | 254.04 | 254.04 | Column Missing
752 | 1 | UNDER COUNTER REFIGERATOR WITH DOORS AND NSF#7 RAIL |  | 0 | 0 | Column Missing
753 | 1 | SNEEZE GUARD | ZGuard® Food Shield, single, self-service, fully adjustable, 20-1/2" height, 14" wide tempered glass top & lower sneeze guard, 1" diameter tubing double supports, cULus (Contact factory for price) | 0 | 0 | Column Missing
754 | 1 | POS SYSTEM | BY OS&E | 0 | 0 | Column Missing
755 | 0 | SpareNo | SpareNo | 0 | 0 | Column Missing
756 | 0 | SpareNo | SpareNo | 0 | 0 | Column Missing
757 | 0 | SpareNo | SpareNo | 0 | 0 | Column Missing
758 | 0 | SpareNo | SpareNo | 0 | 0 | Column Missing
759 | 0 | SpareNo | SpareNo | 0 | 0 | Column Missing
760-765 | 0 | SpareNo | SpareNo | 0 | 0 | Column Missing
766 | 1 | PIZZA PREP TABLE | SPEC SERIES® Pizza Prep, SPEC Package 3 includes: stainless steel cover, 33 - 41°F pan rail, 19-1/2"D cutting board, (2) full doors with locks, (4) PVC coated adjustable wire shelves, includes: (8) 1/3 size clear polycarbonate insert pans (top), stainless steel front, sides & back, stainless steel liner & stainless steel floor with coved corners, front breathing, R290 Hydrocarbon refrigerant, 1/4 HP, 115v/60/1-ph, 3.9 amps, NEMA 5-15P, UL EPH Classified, cULus, CE, Made in USA | 10045.5 | 10045.5 | Column Missing
767 | 1 | PIZZA OVEN | Mt. Baker Stone Hearth Oven, radiant gas flame in dome, 62" diameter hearth, (22) 8", (13) 10", (10) 12" or (8) 16" pizza capacity, monolithic cast-ceramic floor and dome create "deep heat sink", angle iron stand, 10" OD flue collar, 105,000 BTU, cETLus, ETL-Sanitation | 0 | 0 | Column Missing
768 | 1 | EXHAUST HOOD | Hood for Mt. Baker & Mt. Adams oven, Curved Face, pre-piped for Ansul, requires 685 CFM, 0.8" S.P. (ALL HOODS ARE pre-piped for Ansul; includes duct and plenum nozzles, fusible link holder with 450 degree fusible link, ready for connection to Customer supplied Ansul 102 system (NOTE: ANSUL SYSTEM BY OTHERS)), 430 stainless steel finish, Type 1 Hood, ETL Listed to UL 710 | 0 | 0 | Column Missing
769 | 0 | SpareNo | SpareNo | 0 | 0 | Column Missing
770 | 1 | BACK COUNTER |  | 0 | 0 | Column Missing
771 | 1 | DOUBLE WALL SHELF |  | 0 | 0 | Column Missing
772 | 1 | Undercounter Refrigerator | Undercounter Refrigerator, 33 - 38°F, (2) stainless steel doors, (4) PVC coated adjustable wire shelves, stainless steel top & sides, aluminum interior with stainless steel floor, 5" castors, R290 Hydrocarbon refrigerant, 1/5 HP, 115v/60/1-ph, 3.0 amps, NEMA 5-15P, cULus, UL EPH Classified, CE, Made in USA | 6592 | 6592 | Column Missing
773 | 1 | RECESSED CUTTING BOARD |  | 0 | 0 | Column Missing
774 | 0 | SpareNo | SpareNo | 0 | 0 | Column Missing
775 | 0 | SpareNo | SpareNo | 0 | 0 | Column Missing
776 | 1 | PIZZA SERVING COUNTER |  | 0 | 0 | Column Missing
777 | 1 | LOAD CENTER |  | 0 | 0 | Column Missing
778 | 1 | UNDER COUNTER REFIGERATOR WITH DRAWERS |  | 0 | 0 | Column Missing
779 | 0 | SpareNo | SpareNo | 0 | 0 | Column Missing
780 | 0 | SpareNo | SpareNo | 0 | 0 | Column Missing
781 | 1 | RECESSED CUTTING BOARD |  | 0 | 0 | Column Missing
782 | 1 | DROP-IN HEATED DECK | Glo-Ray® Built In Heated Shelf with Flush Top, 43-1/2" x 25-1/2" surface area, hardcoat aluminum top, control thermostat, illuminated on/off switch & mounting bracket, 1100 watts, NSF, CE, cUL, UL, UL EPH Classified, CSA | 1293 | 1293 | Column Missing
783 | 1 | SNEEZE GUARD | ZGuard® Food Shield, single, self-service, fully adjustable, 20-1/2" height, 14" wide tempered glass top & lower sneeze guard, 1" diameter tubing double supports, cULus (Contact factory for price) | 0 | 0 | Column Missing
784 | 1 | FOOD WARMER | Glo-Ray® Infrared Strip Heater, 42" W, maximum wattage with lights, tubular metal heater rod, double heater rod housing 3" spacing, aluminum construction, includes remote control enclosure & angle brackets, 2530 watts, cULus, Made in USA | 778 | 778 | Column Missing
785 | 0 | SpareNo | SpareNo | 0 | 0 | Column Missing
786 | 1 | UNDER COUNTER REFIGERATOR WITH DRAWERS |  | 0 | 0 | Column Missing
787 | 1 | RECESSED CUTTING BOARD |  | 0 | 0 | Column Missing
788 | 1 | DROP-IN HEATED DECK | Glo-Ray® Built In Heated Shelf with Flush Top, 43-1/2" x 25-1/2" surface area, hardcoat aluminum top, control thermostat, illuminated on/off switch & mounting bracket, 1100 watts, NSF, CE, cUL, UL, UL EPH Classified, CSA | 1293 | 1293 | Column Missing
789 | 0 | SpareNo | SpareNo | 0 | 0 | Column Missing
790 | 0 | SpareNo | SpareNo | 0 | 0 | Column Missing
791 | 1 | SNEEZE GUARD | ZGuard® Food Shield, single, self-service, fully adjustable, 20-1/2" height, 14" wide tempered glass top & lower sneeze guard, 1" diameter tubing double supports, cULus (Contact factory for price) | 0 | 0 | Column Missing
792 | 1 | FOOD WARMER | Glo-Ray® Infrared Strip Heater, 42" W, maximum wattage with lights, tubular metal heater rod, double heater rod housing 3" spacing, aluminum construction, includes remote control enclosure & angle brackets, 2530 watts, cULus, Made in USA | 778 | 778 | Column Missing
793 | 0 | SpareNo | SpareNo | 0 | 0 | Column Missing
794 | 0 | SpareNo | SpareNo | 0 | 0 | Column Missing
795-800 | 0 | SpareNo | SpareNo | 0 | 0 | Column Missing
801 | 1 | REACH-IN REFRIGERATOR | SPEC SERIES® Refrigerator, reach-in, one-section, (1) glass door with lock, cam-lift hinges, digital temperature control, (3) chrome shelves, LED interior lights, stainless steel front & sides, aluminum interior sides & walls, stainless floor & ceiling, 5" castors, R290 Hydrocarbon refrigerant, 1/4 HP, 115v/60/1-ph, 3.8 amps, NEMA 5-15P, ENERGY STAR®, cULus, UL EPH Classified, Made in USA | 7171 | 7171 | Column Missing
802 | 1 | BACK COUNTER WITH SINK |  | 0 | 0 | Column Missing
803 | 1 | TRASH CHUTE |  | 0 | 0 | Column Missing
804 | 1 | TRASH RECEPTACLE | Slim Jim® Container, 23 gallon, 22"W x 11"D x 30"H, with venting channels, molded-in handles, general purpose waste, open type without lid, high-impact plastic construction, gray, Made in USA | 47.13 | 47.13 | Column Missing
805 | 0 | SpareNo | SpareNo | 0 | 0 | Column Missing
806 | 1 | Undercounter Refrigerator | Undercounter Refrigerator, 33 - 38°F, (2) stainless steel doors, (4) PVC coated adjustable wire shelves, stainless steel top & sides, aluminum interior with stainless steel floor, 5" castors, R290 Hydrocarbon refrigerant, 1/5 HP, 115v/60/1-ph, 3.0 amps, NEMA 5-15P, cULus, UL EPH Classified, CE, Made in USA | 6592 | 6592 | Column Missing
807 | 1 | Undercounter Refrigerator | Undercounter Refrigerator, 33 - 38°F, (2) stainless steel doors, (4) PVC coated adjustable wire shelves, stainless steel top & sides, aluminum interior with stainless steel floor, 5" castors, R290 Hydrocarbon refrigerant, 1/5 HP, 115v/60/1-ph, 3.0 amps, NEMA 5-15P, cULus, UL EPH Classified, CE, Made in USA | 6592 | 6592 | Column Missing
808 | 1 | TRASH CHUTE |  | 0 | 0 | Column Missing
809 | 0 | SpareNo | SpareNo | 0 | 0 | Column Missing
810 | 0 | SpareNo | SpareNo | 0 | 0 | Column Missing
811 | 1 | TRASH RECEPTACLE | Slim Jim® Container, 23 gallon, 22"W x 11"D x 30"H, with venting channels, molded-in handles, general purpose waste, open type without lid, high-impact plastic construction, gray, Made in USA | 47.13 | 47.13 | Column Missing
812 | 1 | DROP-IN HAND SINK | Recessed Hand Sink, 14"W x 10"D x 5" deep sink bowl, includes: 4" OC deck mounted gooseneck faucet with aerator, soap & paper towel dispensers, 4"H side splashes, 304 stainless steel, NSF (countertop opening not to exceed 17-1/4" (front to back) x 17-3/8" (left to right)) | 1453.5 | 1453.5 | Column Missing
813 | 1 | DOUBLE WALL SHELF |  | 0 | 0 | Column Missing
814 | 0 | SpareNo | SpareNo | 0 | 0 | Column Missing
815 | 0 | SpareNo | SpareNo | 0 | 0 | Column Missing
816 | 1 | DELI SERVING COUNTER |  | 0 | 0 | Column Missing
817 | 1 | LOAD CENTER |  | 0 | 0 | Column Missing
818 | 1 | GLASS SURROUND |  | 0 | 0 | Column Missing
819 | 0 | SpareNo | SpareNo | 0 | 0 | Column Missing
820 | 0 | SpareNo | SpareNo | 0 | 0 | Column Missing
821 | 1 | RECESSED CUTTING BOARD |  | 0 | 0 | Column Missing
822 | 1 | UNDER COUNTER REFIGERATOR WITH DOORS AND NSF#7 RAIL |  | 0 | 0 | Column Missing
823 | 1 | SNEEZE GUARD | ZGuard® Food Shield, single, self-service, fully adjustable, 20-1/2" height, 14" wide tempered glass top & lower sneeze guard, 1" diameter tubing double supports, cULus (Contact factory for price) | 0 | 0 | Column Missing
824 | 1 | UNDER COUNTER REFIGERATOR WITH DOORS AND NSF#7 RAIL |  | 0 | 0 | Column Missing
825 | 0 | SpareNo | SpareNo | 0 | 0 | Column Missing
826 | 1 | SNEEZE GUARD | ZGuard® Food Shield, single, self-service, fully adjustable, 20-1/2" height, 14" wide tempered glass top & lower sneeze guard, 1" diameter tubing double supports, cULus (Contact factory for price) | 0 | 0 | Column Missing
827 | 0 | SpareNo | SpareNo | 0 | 0 | Column Missing
828 | 0 | SpareNo | SpareNo | 0 | 0 | Column Missing
829 | 0 | SpareNo | SpareNo | 0 | 0 | Column Missing
830 | 0 | SpareNo | SpareNo | 0 | 0 | Column Missing
831 | 1 | SALAD COUNTER |  | 0 | 0 | Column Missing
832 | 5 | SILVERWARE BIN |  | 0 | 0 | Column Missing
833 | 1 | HOT FOOD WELL | Food Warmer, top-mount, drop-in, electric, auto-fill, (1) 12" x 20" pan opening with drain, wet/dry operation, thermostatic controls, 14" x 14" control panel, stainless steel interior, insulated aluminized steel housing, NSF, UL | 1792.5 | 1792.5 | Column Missing
834 | 1 | REFRIGERATED COLD PAN | Cold Food Well Unit, drop-in, self-contained refrigeration, (6) 12" x 20" pan capacity, on/off switch with individual thermostatic controls, insulated pan, 1" drain, stainless steel inner liner, top & flange, steel exterior body, R-404A refrigerant, 1/2 HP, 115v/60/1-ph, 6.4 amps, NEMA 5-15P, NSF, cULus | 9931.5 | 9931.5 | Column Missing
835 | 0 | SpareNo | SpareNo | 0 | 0 | Column Missing
836 | 1 | DOUBLE SIDED SNEEZE GUARD | ZGuard® Food Shield, single, self-service, fully adjustable, 20-1/2" height, 14" wide tempered glass top & lower sneeze guard, 1" diameter tubing double supports, cULus (Contact factory for price) | 0 | 0 | Column Missing
837 | 5 | SILVERWARE BIN |  | 0 | 0 | Column Missing
838 | 0 | SpareNo | SpareNo | 0 | 0 | Column Missing
839 | 0 | SpareNo | SpareNo | 0 | 0 | Column Missing
840 | 0 | SpareNo | SpareNo | 0 | 0 | Column Missing
841 | 1 | BACK COUNTER WITH SINK |  | 0 | 0 | Column Missing
842 | 1 | DOUBLE WALL SHELF |  | 0 | 0 | Column Missing
843 | 1 | DROP-IN HAND SINK | Recessed Hand Sink, 14"W x 10"D x 5" deep sink bowl, includes: 4" OC deck mounted gooseneck faucet with aerator, soap & paper towel dispensers, 4"H side splashes, 304 stainless steel, NSF (countertop opening not to exceed 17-1/4" (front to back) x 17-3/8" (left to right)) | 1453.5 | 1453.5 | Column Missing
844 | 1 | TRASH CHUTE |  | 0 | 0 | Column Missing
845 | 0 | SpareNo | SpareNo | 0 | 0 | Column Missing
846 | 1 | TRASH RECEPTACLE | Slim Jim® Container, 23 gallon, 22"W x 11"D x 30"H, with venting channels, molded-in handles, general purpose waste, open type without lid, high-impact plastic construction, gray, Made in USA | 47.13 | 47.13 | Column Missing
847 | 1 | Undercounter Refrigerator | Undercounter Refrigerator, 33 - 38°F, (2) stainless steel doors, (4) PVC coated adjustable wire shelves, stainless steel top & sides, aluminum interior with stainless steel floor, 5" castors, R290 Hydrocarbon refrigerant, 1/5 HP, 115v/60/1-ph, 3.0 amps, NEMA 5-15P, cULus, UL EPH Classified, CE, Made in USA | 6592 | 6592 | Column Missing
848 | 1 | Undercounter Refrigerator | Undercounter Refrigerator, 33 - 38°F, (2) stainless steel doors, (4) PVC coated adjustable wire shelves, stainless steel top & sides, aluminum interior with stainless steel floor, 5" castors, R290 Hydrocarbon refrigerant, 1/5 HP, 115v/60/1-ph, 3.0 amps, NEMA 5-15P, cULus, UL EPH Classified, CE, Made in USA | 6592 | 6592 | Column Missing
849 | 0 | SpareNo | SpareNo | 0 | 0 | Column Missing
850 | 0 | SpareNo | SpareNo | 0 | 0 | Column Missing
851 | 0 | SpareNo | SpareNo | 0 | 0 | Column Missing
852 | 1 | TRASH CHUTE |  | 0 | 0 | Column Missing
853 | 1 | TRASH RECEPTACLE | Slim Jim® Container, 23 gallon, 22"W x 11"D x 30"H, with venting channels, molded-in handles, general purpose waste, open type without lid, high-impact plastic construction, gray, Made in USA | 47.13 | 47.13 | Column Missing
854 | 1 | DROP IN ICE BIN | Ice Bin, drop-in, 23-lb ice capacity, 12”W x 18”D x 14" deep overall (bin size 8"W x 13-5/8"D x 11" deep), removable stainless steel sliding cover, insulated, 1" diameter drain, NSF (cutout size 9-5/8" x 15-1/4") | 790.0502 | 790.0502 | Column Missing
855 | 0 | SpareNo | SpareNo | 0 | 0 | Column Missing
856 | 1 | BLENDER | The Quiet One® Twist Lock Blender, countertop, 48 oz. (1.4 liter) capacity, clear Tritan™ BPA free Advance® container, 24-1/2"H with lid open, stackable, removable compact twist lock cover, (6) touch control buttons with (34) program options, includes: Advance® blade assembly & lid, 3-peak HP, 120v/50/60/1-ph, 15.0 amps, NEMA 5-15P, RoHs compliant, CE, cULus, NSF | 1328.25 | 1328.25 | Column Missing
857 | 1 | GLASS RINSER | Undercounter Mount Rinser Faucet, 5"W x 9"D, integrated C-channel sides, rear deck area with pre-punched screw holes for mounting to underside of bar top, water pressure regulator & plumbing installation kit included, welded 18 gauge stainless steel construction, ETL-Sanitation | 423 | 423 | Column Missing
858 | 1 | BARISTA COUNTER |  | 0 | 0 | Column Missing
859 | 0 | SpareNo | SpareNo | 0 | 0 | Column Missing
860 | 0 | SpareNo | SpareNo | 0 | 0 | Column Missing
861 | 1 | PICK-UP |  | 0 | 0 | Column Missing
862 | 1 | ESPRESSO MACHINE | (040381‐00090EUS) Coffee Art Plus (Touch Screen) Espresso Machine, super‐automatic, 70‐80 beverages per hour (16 oz.), dual boilers, Finesteam® technology auto foam steam wand, built in auto temperature sensor & automatic shut‐off, heats up to 32 oz. (1 liter) per min., tampering & shot dispensing, up to 64 programmable options, touch screen, automatic grinding, dual integrated grinders/hoppers, 5 minute cleaning cycle, drain line required, NEMA L6‐30R, 30 amps, (actual max load: 24 amp), 208v/60/1‐ph, ANSI / NSF-4, ANSI / NSF-372 and UL-197, ETL-Listed, cETLus | 12035 | 12035 | Column Missing
863 | 1 | WATER FILTRATION SYSTEM | QL2 Water Filtration System, QL2-OW200L Single, (1) OW200L Precoat primary filtration cartridge, reduces lead, trihalomethane, chlorine, taste & odor, 480 gallons, 0.5 gpm, 0.5 micron, 3/8" inlet, 3/8" outlet, NSF 42 & 53 (EV927570) | 142.6 | 142.6 | Column Missing
864 | 1 | GLASS SURROUND |  | 0 | 0 | Column Missing
865 | 0 | SpareNo | SpareNo | 0 | 0 | Column Missing
866 | 1 | Undercounter Refrigerator | Undercounter Refrigerator, 33 - 38°F, (1) stainless steel door, (2) PVC coated adjustable wire shelves, stainless steel top, front & sides, clear coated aluminum interior with stainless steel floor, R290 Hydrocarbon refrigerant, 1/6 HP, 115v/60/1-ph, 2.0 amps, NEMA 5-15P, cULus, UL EPH Classified, CE, Made in USA | 3574 | 3574 | Column Missing
867 | 1 | SYRUP RACK | BY OS&E | 0 | 0 | Column Missing
868 | 2 | Cup Dispenser | Cup Dispenser, in-counter, adjustable, two spring (F & P), accommodates cups 8 oz. to 44 oz. with rim diameter range 3" - 4-5/8", ring bezel 6-7/8", 22" long, stainless steel construction, for paper, plastic and foam cups in vertical, horizontal or angled mounting, NSF | 86 | 172 | Column Missing
869 | 0 | SpareNo | SpareNo | 0 | 0 | Column Missing
870 | 0 | SpareNo | SpareNo | 0 | 0 | Column Missing
871 | 1 | PASTRY DISPLAY CASE |  | 0 | 0 | Column Missing
872 | 0 | SpareNo | SpareNo | 0 | 0 | Column Missing
873 | 0 | SpareNo | SpareNo | 0 | 0 | Column Missing
874 | 0 | SpareNo | SpareNo | 0 | 0 | Column Missing
875 | 0 | SpareNo | SpareNo | 0 | 0 | Column Missing
876 | 1 | BACK COUNTER |  | 0 | 0 | Column Missing
877 | 1 | DOUBLE WALL SHELF |  | 0 | 0 | Column Missing
878 | 1 | BACK COUNTER |  | 0 | 0 | Column Missing
879 | 0 | SpareNo | SpareNo | 0 | 0 | Column Missing
880 | 0 | SpareNo | SpareNo | 0 | 0 | Column Missing
881 | 1 | DOUBLE WALL SHELF |  | 0 | 0 | Column Missing
882 | 1 | HEATED HOLDING CABINET | Halo Heat® Cook & Hold Oven, electric, low temperature, 100 lb. capacity - (10) full-size pans, simple controller with on/off power, stainless steel side racks, (3) stainless steel wire shelves, (1) exterior drip tray with removable pan, 2-1/2" casters; 2 rigid, 2 swivel with brakes, EcoSmart®, cULus, UL EPH ANSI/NSF 4, CE, IPX3, TUV NORD, EAC, N11942 | 5657.4 | 5657.4 | Column Missing
883 | 1 | INTERNATIONAL SERVING COUNTER |  | 0 | 0 | Column Missing
884 | 1 | LOAD CENTER |  | 0 | 0 | Column Missing
885 | 0 | SpareNo | SpareNo | 0 | 0 | Column Missing
886 | 1 | RECESSED CUTTING BOARD |  | 0 | 0 | Column Missing
887 | 1 | SNEEZE GUARD | ZGuard® Food Shield, single, self-service, fully adjustable, 20-1/2" height, 14" wide tempered glass top & lower sneeze guard, 1" diameter tubing double supports, cULus (Contact factory for price) | 0 | 0 | Column Missing
888 | 1 | HOT FOOD WELL | Food Warmer, top-mount, built-in, electric, auto-fill, (2) 12" x 20" openings with manifold drains with one valve, wet/dry operation, thermostatic control, stainless steel interior, insulated aluminum steel housing, cULus | 1853.5 | 1853.5 | Column Missing
889 | 0 | SpareNo | SpareNo | 0 | 0 | Column Missing
890 | 0 | SpareNo | SpareNo | 0 | 0 | Column Missing
891 | 1 | SNEEZE GUARD | ZGuard® Food Shield, single, self-service, fully adjustable, 20-1/2" height, 14" wide tempered glass top & lower sneeze guard, 1" diameter tubing double supports, cULus (Contact factory for price) | 0 | 0 | Column Missing
892 | 1 | FOOD WARMER | Glo-Ray® Infrared Strip Heater, 30" W, high wattage, tubular metal heater rod, single heater rod housing, aluminum construction, 660 watts, NSF, CE, cULus, Made in USA | 201.5 | 201.5 | Column Missing
893 | 1 | HOT FOOD WELL | Food Warmer, top-mount, built-in, electric, auto-fill, (3) 12" x 20" openings with manifold drains with one valve, wet/dry operation, thermostatic control, stainless steel interior, insulated aluminum steel housing, WellsLok™, UL, NSF | 2389.5 | 2389.5 | Column Missing
894 | 1 | SNEEZE GUARD | ZGuard® Food Shield, single, self-service, fully adjustable, 20-1/2" height, 14" wide tempered glass top & lower sneeze guard, 1" diameter tubing double supports, cULus (Contact factory for price) | 0 | 0 | Column Missing
895 | 0 | SpareNo | SpareNo | 0 | 0 | Column Missing
896 | 1 | FOOD WARMER | Glo-Ray® Infrared Foodwarmer, 36" W, high wattage, tubular metal heater rod, single heater rod housing, aluminum construction, 800 watts, NSF, cULus, Made in USA | 156.5 | 156.5 | Column Missing
897 | 1 | REFRIGERATED COLD PAN | Cold Food Well Unit, drop-in, self-contained refrigeration, (2) 12" x 20" pan capacity, on/off switch with individual thermostatic controls, insulated pan, 1" drain, stainless steel inner liner, top & flange, steel exterior body, R-134A refrigerant, 115v/60/1-ph, 5.5 amps, 1/4 HP, NEMA 5-15P, NSF, cULus | 2645 | 2645 | Column Missing
898 | 1 | SNEEZE GUARD | ZGuard® Food Shield, single, self-service, fully adjustable, 20-1/2" height, 14" wide tempered glass top & lower sneeze guard, 1" diameter tubing double supports, cULus (Contact factory for price) | 0 | 0 | Column Missing
899 | 0 | SpareNo | SpareNo | 0 | 0 | Column Missing
900 | 0 | SpareNo | SpareNo | 0 | 0 | Column Missing
901 | 1 | DISPLAY COUNTER | MILLWORK BY GENERAL CONTRACTOR | 0 | 0 | Column Missing
902 | 0 | SpareNo | SpareNo | 0 | 0 | Column Missing
903 | 0 | SpareNo | SpareNo | 0 | 0 | Column Missing
904 | 0 | SpareNo | SpareNo | 0 | 0 | Column Missing
905-910 | 0 | SpareNo | SpareNo | 0 | 0 | Column Missing
DINING AREA
911 | 1 | BEVERAGE COUNTER |  | 0 | 0 | Column Missing
912 | 1 | SODA & ICE DISPENSER | BY VENDOR | 0 | 0 | Column Missing
913 | 1 | ICE MACHINE | Prodigy Plus® Ice Maker, cube style, water-cooled, self-contained condenser, production capacity up to 500 lb/24 hours at 70°/50° (410 lb AHRI certified at 90°/70°), medium cube size, AutoAlert™ indicating lights, WaterSense adjustable purge control, one-touch cleaning, harvest assist, unit specific QR code, stainless steel finish, AgION™ antimicrobial protection, 115v/60/1-ph, 13.5 amps, cULus, NSF, CE, engineered and assembled in USA (Discontinued 01/01/2023, verify availability with distributor) | 4482 | 4482 | Column Missing
914 | 1 | WATER FILTRATION SYSTEM | Insurice® Single-i2000² System, 9,000 gallon capacity, 1.67 gpm flow rate, 0.5-micron filtration, for cubers up to 500 lbs/day or flakers up to 1,500 lbs/day, pressure gauge, flushing valve, NSF, ANSI | 216 | 216 | Column Missing
915 | 0 | SpareNo | SpareNo | 0 | 0 | Column Missing
916 | 1 | COFFEE BREWER | 20900.0008 Dual® Coffee Brewer, Portable, mechanical thermostat, brews 16.3 gallons per hour capacity, black plastic funnel, 1 batch-size setting, electronic timer & grinder interface, upper hot water faucet, variable water bypass, includes (2) GPR servers (20950.0004), 4" black adjustable legs, stainless steel, 120/208v/60/1-ph, 5990 watts, 28.8 amps, 20-90 psi, 1/4" male NPT, UL, NSF | 0 | 0 | Column Missing
917 | 1 | Juice Dispenser, Electric | 37300.0079 JDF-4S Silver Series® 4-Flavor Cold Beverage System, push button, 18 lb. ice bank, 7" cup clearance, dispense 1.0 to 1.5 ounces per second flow rate, dispenses frozen and ambient products, LED lighted door graphics, single size portion control, door lock, includes: (8) variety pack displays, black finish, 120v/60/1-ph, 6 amps, 720 watts, NEMA 5-15P, cord attached, 20-100 psi, 3/8" male flare fitting, R-134A, NSF, ETL | 7000.78 | 7000.78 | Column Missing
918 | 1 | ICED TEA BREWER | 36700.0059 TB3Q Iced Tea Brewer, 3-gallon capacity single brewer, 26.7 gallon/hour, quick disconnect, SplashGard® funnel, Quickbrew system(dispensers sold separately), 120v/60/1-ph, 1730w, 14.4amps, NEMA 5-15P, cord attached, UL, NSF | 0 | 0 | Column Missing
919 | 0 | SpareNo | SpareNo | 0 | 0 | Column Missing
920 | 0 | SpareNo | SpareNo | 0 | 0 | Column Missing
921 | 3 | CONDIMENT DISPENSER | BY OS&E | 0 | 0 | Column Missing
922 | 3 | LID DISPENSER | BY OS&E | 0 | 0 | Column Missing
923 | 3 | NAPKIN DISPENSER | BY OS&E | 0 | 0 | Column Missing
924 | 2 | Microwave Oven | Amana® Commercial Microwave Oven, 0.8 cu. ft. capacity, 1000 watts, low volume, 4-stage cooking, (5) power levels, touchpad controls, (20) memory settings, 30-minute max cooking time, interlock safety switch, audible end of cycle signal, LED display, side hinged door with tempered glass, LED lighted interior, stainless steel interior & exterior, 120v/60/1-ph, 13.0 amps, 15 MCA, 1500 watts (total), cord, NEMA 5-15P, cETLus, ETL-Sanitation | 520 | 1040 | Column Missing
925 | 0 | SpareNo | SpareNo | 0 | 0 | Column Missing
926 | 0 | SpareNo | SpareNo | 0 | 0 | Column Missing
927 | 0 | SpareNo | SpareNo | 0 | 0 | Column Missing
928 | 0 | SpareNo | SpareNo | 0 | 0 | Column Missing
929 | 0 | SpareNo | SpareNo | 0 | 0 | Column Missing
930 | 0 | SpareNo | SpareNo | 0 | 0 | Column Missing
931 | 1 | BEVERAGE COUNTER |  | 0 | 0 | Column Missing
932 | 1 | SODA & ICE DISPENSER | BY VENDOR | 0 | 0 | Column Missing
933 | 1 | ICE MACHINE | Prodigy Plus® Ice Maker, cube style, water-cooled, self-contained condenser, production capacity up to 500 lb/24 hours at 70°/50° (410 lb AHRI certified at 90°/70°), medium cube size, AutoAlert™ indicating lights, WaterSense adjustable purge control, one-touch cleaning, harvest assist, unit specific QR code, stainless steel finish, AgION™ antimicrobial protection, 115v/60/1-ph, 13.5 amps, cULus, NSF, CE, engineered and assembled in USA (Discontinued 01/01/2023, verify availability with distributor) | 4482 | 4482 | Column Missing
934 | 1 | WATER FILTRATION SYSTEM | Insurice® Single-i2000² System, 9,000 gallon capacity, 1.67 gpm flow rate, 0.5-micron filtration, for cubers up to 500 lbs/day or flakers up to 1,500 lbs/day, pressure gauge, flushing valve, NSF, ANSI | 216 | 216 | Column Missing
935 | 0 | SpareNo | SpareNo | 0 | 0 | Column Missing
936 | 1 | COFFEE BREWER | 20900.0008 Dual® Coffee Brewer, Portable, mechanical thermostat, brews 16.3 gallons per hour capacity, black plastic funnel, 1 batch-size setting, electronic timer & grinder interface, upper hot water faucet, variable water bypass, includes (2) GPR servers (20950.0004), 4" black adjustable legs, stainless steel, 120/208v/60/1-ph, 5990 watts, 28.8 amps, 20-90 psi, 1/4" male NPT, UL, NSF | 0 | 0 | Column Missing
937 | 1 | Juice Dispenser, Electric | 37300.0079 JDF-4S Silver Series® 4-Flavor Cold Beverage System, push button, 18 lb. ice bank, 7" cup clearance, dispense 1.0 to 1.5 ounces per second flow rate, dispenses frozen and ambient products, LED lighted door graphics, single size portion control, door lock, includes: (8) variety pack displays, black finish, 120v/60/1-ph, 6 amps, 720 watts, NEMA 5-15P, cord attached, 20-100 psi, 3/8" male flare fitting, R-134A, NSF, ETL | 7000.78 | 7000.78 | Column Missing
938 | 1 | ICED TEA BREWER | 36700.0059 TB3Q Iced Tea Brewer, 3-gallon capacity single brewer, 26.7 gallon/hour, quick disconnect, SplashGard® funnel, Quickbrew system(dispensers sold separately), 120v/60/1-ph, 1730w, 14.4amps, NEMA 5-15P, cord attached, UL, NSF | 0 | 0 | Column Missing
939 | 0 | SpareNo | SpareNo | 0 | 0 | Column Missing
940 | 0 | SpareNo | SpareNo | 0 | 0 | Column Missing
941 | 3 | CONDIMENT DISPENSER | BY OS&E | 0 | 0 | Column Missing
942 | 3 | LID DISPENSER | BY OS&E | 0 | 0 | Column Missing
943 | 3 | NAPKIN DISPENSER | BY OS&E | 0 | 0 | Column Missing
944 | 2 | Microwave Oven | Amana® Commercial Microwave Oven, 0.8 cu. ft. capacity, 1000 watts, low volume, 4-stage cooking, (5) power levels, touchpad controls, (20) memory settings, 30-minute max cooking time, interlock safety switch, audible end of cycle signal, LED display, side hinged door with tempered glass, LED lighted interior, stainless steel interior & exterior, 120v/60/1-ph, 13.0 amps, 15 MCA, 1500 watts (total), cord, NEMA 5-15P, cETLus, ETL-Sanitation | 520 | 1040 | Column Missing
945 | 0 | SpareNo | SpareNo | 0 | 0 | Column Missing
946 | 0 | SpareNo | SpareNo | 0 | 0 | Column Missing
947 | 0 | SpareNo | SpareNo | 0 | 0 | Column Missing
948 | 0 | SpareNo | SpareNo | 0 | 0 | Column Missing
949 | 0 | SpareNo | SpareNo | 0 | 0 | Column Missing
950 | 0 | SpareNo | SpareNo | 0 | 0 | Column Missing
951 | 1 | POS STATION |  | 0 | 0 | Column Missing
952 | 1 | POS SYSTEM | BY OS&E | 0 | 0 | Column Missing
953 | 1 | CHAIR | BY OS&E | 0 | 0 | Column Missing
954 | 1 | POS STATION |  | 0 | 0 | Column Missing
955 | 0 | SpareNo | SpareNo | 0 | 0 | Column Missing
956 | 1 | POS SYSTEM | BY OS&E | 0 | 0 | Column Missing
957 | 1 | CHAIR | BY OS&E | 0 | 0 | Column Missing
958 | 0 | SpareNo | SpareNo | 0 | 0 | Column Missing
959 | 0 | SpareNo | SpareNo | 0 | 0 | Column Missing
960 | 0 | SpareNo | SpareNo | 0 | 0 | Column Missing
961 | 6 | SOILED TRAY RETURN CART | Pan Rack, mobile, full height, enclosed cabinet, (40) 18" x 26" pan capacity, extrusions on 1-1/2" centers, all welded aluminum construction, front loading, HD base, (4) 5" platform swivel casters, NSF, Made in USA, (standard factory lead time) | 2009 | 12054 | Column Missing
962 | 0 | SpareNo | SpareNo | 0 | 0 | Column Missing
963 | 0 | SpareNo | SpareNo | 0 | 0 | Column Missing
964 | 0 | SpareNo | SpareNo | 0 | 0 | Column Missing
965-1000 | 0 | SpareNo | SpareNo | 0 | 0 | Column Missing
Equipment SubTotal
Delivery, Installation, Set-in Place
Total
QUALIFICATIONS
1. Price does not include project contingency.
2. Price does not include sales tax or use taxes.
3. Price is good through _____________