## Exported Schedule
EQUIPMENT | [5 empty] | VENTILATION | [9 empty] | PLUMBING | [29 empty] | ELECTRICAL
NO | QTY | MANUF. | MODEL | DESCRIPTION | REMARKS | NO - DESCRIPTION | SDI Mech Highlight | EXHAUST |  |  | SUPPLY |  |  | HEAT REJECTION (BTUH) | COMMENTS | NO - DESCRIPTION | SDI Plumb Highlight | WATER |  |  |  |  | WASTE |  |  | GAS |  |  |  | CHILLED WATER | [5 empty] | AIR |  |  |  | STEAM |  |  |  |  | COMMENTS | NO - DESCRIPTION | SDI Elec Highlight | HGT. | CONNECTION LOAD |  |  | COMMENTS | E.C. TO PROVIDE
[8 empty] | DUCT SIZE | CFM | S.P. | DUCT SIZE | CFM | S.P. |  |  |  |  | HGT. | SIZE | CW | HW | GPH | I.W. | D.W. | HGT. | HGT. | SIZE | BTU'S | W.C. | HGT. | IN SIZE | OUT SIZE | GPH | TEMP. | PSI | HGT. | SIZE | PSI | GAL/HR | HGT. | SIZE | BHP | PSI | LBS/HR |  |  |  |  | LOAD | VOLTAGE | PHASE |  | J-BOX | CONN.
PREPARATION AREA
1 | 1 |  |  | PREPARATION TABLE WITH SINKS | CUSTOM FABRICATION, EXISTING TO REMAIN | 1 - PREPARATION TABLE WITH SINKS | [9 empty] | 1 - PREPARATION TABLE WITH SINKS | Yes | [28 empty] | 1 - PREPARATION TABLE WITH SINKS
2 | - |  |  | SPARE NUMBER |  | 2 - SPARE NUMBER | [9 empty] | 2 - SPARE NUMBER | [29 empty] | 2 - SPARE NUMBER
3 | 1 |  |  | DOUBLE WALL SHELF | CUSTOM FABRICATION, EXISTING TO REMAIN | 3 - DOUBLE WALL SHELF | Yes | [8 empty] | 3 - DOUBLE WALL SHELF | [29 empty] | 3 - DOUBLE WALL SHELF
4 | 1 |  |  | PRE-RINSE UNIT | WITH FAUCET, EXISTING TO REMAIN | 4 - PRE-RINSE UNIT | Yes | [8 empty] | 4 - PRE-RINSE UNIT | Yes | [28 empty] | 4 - PRE-RINSE UNIT
5 | - |  |  | SPARE NUMBER |  | 5 - SPARE NUMBER | [9 empty] | 5 - SPARE NUMBER | [29 empty] | 5 - SPARE NUMBER
6 | 1 |  |  | DOUBLE WALL SHELF | CUSTOM FABRICATION, EXISTING TO REMAIN | 6 - DOUBLE WALL SHELF | Yes | [8 empty] | 6 - DOUBLE WALL SHELF | [29 empty] | 6 - DOUBLE WALL SHELF
7 | 1 |  |  | TRASH RECEPTACLE | WITH LID AND DOLLY, EXISTING TO REMAIN | 7 - TRASH RECEPTACLE | [9 empty] | 7 - TRASH RECEPTACLE | [29 empty] | 7 - TRASH RECEPTACLE
8 | 1 | RUBBERMAID | FG360088 | INGREDIENT BIN | MOBILE, EXISTING TO REMAIN | 8 - INGREDIENT BIN | [9 empty] | 8 - INGREDIENT BIN | [29 empty] | 8 - INGREDIENT BIN
9 | - |  |  | SPARE NUMBER |  | 9 - SPARE NUMBER | [9 empty] | 9 - SPARE NUMBER | [29 empty] | 9 - SPARE NUMBER
10 | - |  |  | SPARE NUMBER |  | 10 - SPARE NUMBER | [9 empty] | 10 - SPARE NUMBER | [29 empty] | 10 - SPARE NUMBER
11 | 1 |  |  | DOUBLE WALL SHELF | CUSTOM FABRICATION, EXISTING TO REMAIN | 11 - DOUBLE WALL SHELF | Yes | [8 empty] | 11 - DOUBLE WALL SHELF | [29 empty] | 11 - DOUBLE WALL SHELF
12 | - |  |  | SPARE NUMBER |  | 12 - SPARE NUMBER | [9 empty] | 12 - SPARE NUMBER | [29 empty] | 12 - SPARE NUMBER
13 | - |  |  | SPARE NUMBER |  | 13 - SPARE NUMBER | [9 empty] | 13 - SPARE NUMBER | [29 empty] | 13 - SPARE NUMBER
14 | 1 | THERMALRITE | CUSTOM | PREPARATION COOLER |  | 14 - PREPARATION COOLER | Yes | [8 empty] | 14 - PREPARATION COOLER | [29 empty] | 14 - PREPARATION COOLER | Yes | FROM ABOVE | 20.0A | 120V | 1PH | FOR LIGHTS & DOOR HEATER | ●
15 | - |  |  | SPARE NUMBER |  | 15 - SPARE NUMBER | [9 empty] | 15 - SPARE NUMBER | [29 empty] | 15 - SPARE NUMBER
16 | 1 |  |  | FLOOR TROUGH & GRATE | CUSTOM FABRICATION | 16 - FLOOR TROUGH & GRATE | Yes | [8 empty] | 16 - FLOOR TROUGH & GRATE | Yes | [6 empty] | 2" | -4" | [20 empty] | 16 - FLOOR TROUGH & GRATE
17 | 1 | RDT | BEL0095 | EVAPORATOR COIL | ON EMERGENCY POWER | 17 - EVAPORATOR COIL | [9 empty] | 17 - EVAPORATOR COIL | Yes | [5 empty] | 3/4" | [22 empty] | 17 - EVAPORATOR COIL | Yes | FROM ABOVE | 1.8A | 120V | 1PH | ON EMERGENCY POWER / DATA CABLE REQUIRED | ●
18 | 7 | METRO | CHROME | COOLER STORAGE SHELVING | MOBILE, FIVE TIER | 18 - COOLER STORAGE SHELVING | [9 empty] | 18 - COOLER STORAGE SHELVING | [29 empty] | 18 - COOLER STORAGE SHELVING
19 | - |  |  | SPARE NUMBER |  | 19 - SPARE NUMBER | [9 empty] | 19 - SPARE NUMBER | [29 empty] | 19 - SPARE NUMBER
20 | - |  |  | SPARE NUMBER |  | 20 - SPARE NUMBER | [9 empty] | 20 - SPARE NUMBER | [29 empty] | 20 - SPARE NUMBER
21 | 1 |  |  | PREPARATION TABLE | CUSTOM FABRICATION, EXISTING TO REMAIN | 21 - PREPARATION TABLE | [9 empty] | 21 - PREPARATION TABLE | [29 empty] | 21 - PREPARATION TABLE | Yes
22 | - |  |  | SPARE NUMBER |  | 22 - SPARE NUMBER | [9 empty] | 22 - SPARE NUMBER | [29 empty] | 22 - SPARE NUMBER
23 | 1 |  |  | TRASH RECEPTACLE | WITH LID AND DOLLY, EXISTING TO REMAIN | 23 - TRASH RECEPTACLE | [9 empty] | 23 - TRASH RECEPTACLE | [29 empty] | 23 - TRASH RECEPTACLE
24 | - |  |  | SPARE NUMBER |  | 24 - SPARE NUMBER | [9 empty] | 24 - SPARE NUMBER | [29 empty] | 24 - SPARE NUMBER
25 | - |  |  | SPARE NUMBER |  | 25 - SPARE NUMBER | [9 empty] | 25 - SPARE NUMBER | [29 empty] | 25 - SPARE NUMBER
26 | 1 | ADVANCE TABCO | 7-PS-68 | HAND SINK | WITH VENDOR PROVIDED SOAP & TOWEL DISPENSER, EXISTING TO REMAIN | 26 - HAND SINK | Yes | [8 empty] | 26 - HAND SINK | Yes | [28 empty] | 26 - HAND SINK
27 | - |  |  | SPARE NUMBER |  | 27 - SPARE NUMBER | [9 empty] | 27 - SPARE NUMBER | [29 empty] | 27 - SPARE NUMBER
28 | - |  |  | SPARE NUMBER |  | 28 - SPARE NUMBER | [9 empty] | 28 - SPARE NUMBER | [29 empty] | 28 - SPARE NUMBER
29 | - |  |  | SPARE NUMBER |  | 29 - SPARE NUMBER | [9 empty] | 29 - SPARE NUMBER | [29 empty] | 29 - SPARE NUMBER
30 | - |  |  | SPARE NUMBER |  | 30 - SPARE NUMBER | [9 empty] | 30 - SPARE NUMBER | [29 empty] | 30 - SPARE NUMBER
WAREWASHING AREA
31 | 1 |  |  | POT SINK | CUSTOM FABRICATION, EXISTING TO REMAIN | 31 - POT SINK | [9 empty] | 31 - POT SINK | Yes | [28 empty] | 31 - POT SINK
32 | 1 |  |  | POT SHELF | CUSTOM FABRICATION, EXISTING TO REMAIN | 32 - POT SHELF | Yes | [8 empty] | 32 - POT SHELF | [29 empty] | 32 - POT SHELF
33 | 1 |  |  | TRASH RECEPTACLE | WITH LID AND DOLLY, EXISTING TO REMAIN | 33 - TRASH RECEPTACLE | [9 empty] | 33 - TRASH RECEPTACLE | [29 empty] | 33 - TRASH RECEPTACLE
34 | - |  |  | SPARE NUMBER |  | 34 - SPARE NUMBER | [9 empty] | 34 - SPARE NUMBER | [29 empty] | 34 - SPARE NUMBER
35 | 1 |  |  | DISPOSER | EXISTING TO REMAIN | 35 - DISPOSER | [9 empty] | 35 - DISPOSER | [29 empty] | 35 - DISPOSER
36 | 1 |  |  | FLOOR TROUGH & GRATE | CUSTOM FABRICATION | 36 - FLOOR TROUGH & GRATE | Yes | [8 empty] | 36 - FLOOR TROUGH & GRATE | Yes | [6 empty] | 2" | -4" | [20 empty] | 36 - FLOOR TROUGH & GRATE
37 | 1 | FISHER | 75222 | HOSE REEL | CEILING MOUNT - EXISTING TO REMAIN | 37 - HOSE REEL | Yes | [8 empty] | 37 - HOSE REEL | Yes | FROM #41 | 1/2" | [26 empty] | 37 - HOSE REEL
38 | - |  |  | SPARE NUMBER |  | 38 - SPARE NUMBER | [9 empty] | 38 - SPARE NUMBER | [29 empty] | 38 - SPARE NUMBER
39 | - |  |  | SPARE NUMBER |  | 39 - SPARE NUMBER | [9 empty] | 39 - SPARE NUMBER | [29 empty] | 39 - SPARE NUMBER
40 | - |  |  | SPARE NUMBER |  | 40 - SPARE NUMBER | [9 empty] | 40 - SPARE NUMBER | [29 empty] | 40 - SPARE NUMBER
41 | 1 |  |  | HOSE REEL CONTROL CABINET | FOR ITEM #37, EXISTING TO RELOCATE | 41 - HOSE REEL CONTROL CABINET | Yes | [8 empty] | 41 - HOSE REEL CONTROL CABINET | Yes | 78" | 1/2" | 1/2" | 1/2" | 25 | [23 empty] | 41 - HOSE REEL CONTROL CABINET
42 | 5 | METRO | MAX4 | POT AND PAN SHELVING | MOBILE, FOUR TIER | 42 - POT AND PAN SHELVING | [9 empty] | 42 - POT AND PAN SHELVING | [29 empty] | 42 - POT AND PAN SHELVING
43 | 1 |  |  | MOP SINK | BY GENERAL CONTRACTOR | 43 - MOP SINK | Yes | [8 empty] | 43 - MOP SINK | Yes | [6 empty] | 2" | -4" | [20 empty] | 43 - MOP SINK
44 | 1 |  |  | HOSE BIBB | BY GENERAL CONTRACTOR | 44 - HOSE BIBB | Yes | [8 empty] | 44 - HOSE BIBB | Yes | 54" | 1/2" | 1/2" | 1/2" | [24 empty] | 44 - HOSE BIBB
45 | - |  |  | SPARE NUMBER |  | 45 - SPARE NUMBER | [9 empty] | 45 - SPARE NUMBER | [29 empty] | 45 - SPARE NUMBER
46 | 1 |  |  | WALL SHELF | CUSTOM FABRICATION | 46 - WALL SHELF | Yes | [8 empty] | 46 - WALL SHELF | [29 empty] | 46 - WALL SHELF
47 | 1 |  |  | REVERSE OSMOSIS SYSTEM | FOR ITEM #87, EXISTING TO RELOCATE | 47 - REVERSE OSMOSIS SYSTEM | Yes | [8 empty] | 47 - REVERSE OSMOSIS SYSTEM | Yes | 66" | 3/8" | 3/8" |  | 10.3 | 1/4" | [22 empty] | 47 - REVERSE OSMOSIS SYSTEM
48 | 1 |  |  | REVERSE OSMOSIS STORAGE TANK | FOR ITEM #47, EXISTING TO RELOCATE | 48 - REVERSE OSMOSIS STORAGE TANK | [9 empty] | 48 - REVERSE OSMOSIS STORAGE TANK | Yes | FROM ITEM #47 | 1/2" | 1/2" | [25 empty] | 48 - REVERSE OSMOSIS STORAGE TANK
49 | 1 | METRO | CHROME | DETERGENT STORAGE SHELVING | FIXED, FIVE TIER | 49 - DETERGENT STORAGE SHELVING | [9 empty] | 49 - DETERGENT STORAGE SHELVING | [29 empty] | 49 - DETERGENT STORAGE SHELVING
50 | - |  |  | SPARE NUMBER |  | 50 - SPARE NUMBER | [9 empty] | 50 - SPARE NUMBER | [29 empty] | 50 - SPARE NUMBER
51 | 1 |  |  | MOP RACK | BY GENERAL CONTRACTOR | 51 - MOP RACK | Yes | [8 empty] | 51 - MOP RACK | [29 empty] | 51 - MOP RACK
52 | - |  |  | SPARE NUMBER |  | 52 - SPARE NUMBER | [9 empty] | 52 - SPARE NUMBER | [29 empty] | 52 - SPARE NUMBER
53 | 1 | RUBBERMAID | FG354060GRAY | TRASH RECEPTACLE | SLIM JIM | 53 - TRASH RECEPTACLE | [9 empty] | 53 - TRASH RECEPTACLE | [29 empty] | 53 - TRASH RECEPTACLE
54 | 1 | ADVANCE TABCO | 7-PS-61 | HAND SINK | WITH VENDOR PROVIDED SOAP & TOWEL DISPENSER | 54 - HAND SINK | Yes | [8 empty] | 54 - HAND SINK | Yes | 18" | 1/2" | 1/2" | 1/2" | 5 |  | 1-1/2" | 24" | [20 empty] | 54 - HAND SINK
55 | - |  |  | SPARE NUMBER |  | 55 - SPARE NUMBER | [9 empty] | 55 - SPARE NUMBER | [29 empty] | 55 - SPARE NUMBER
56 | 1 |  |  | SOILED DISH TABLE WITH SINK | CUSTOM FABRICATION | 56 - SOILED DISH TABLE WITH SINK | [9 empty] | 56 - SOILED DISH TABLE WITH SINK | [6 empty] | 1-1/2" | [22 empty] | 56 - SOILED DISH TABLE WITH SINK
57 | 1 |  |  | DOUBLE SIDED GLASS RACK SHELF | CUSTOM FABRICATION, PART OF ITEM #56 | 57 - DOUBLE SIDED GLASS RACK SHELF | [9 empty] | 57 - DOUBLE SIDED GLASS RACK SHELF | [29 empty] | 57 - DOUBLE SIDED GLASS RACK SHELF
58 | 1 |  |  | DISH DROP WINDOW WITH SHELF | CUSTOM FABRICATION | 58 - DISH DROP WINDOW WITH SHELF | Yes | [8 empty] | 58 - DISH DROP WINDOW WITH SHELF | [29 empty] | 58 - DISH DROP WINDOW WITH SHELF
59 | 1 |  |  | SILVERWARE CHUTE | CUSTOM FABRICATION | 59 - SILVERWARE CHUTE | [9 empty] | 59 - SILVERWARE CHUTE | [29 empty] | 59 - SILVERWARE CHUTE
60 | 1 | ADVANCE TABCO | 9-FSS-20 | SILVER SOAK SINK | MOBILE | 60 - SILVER SOAK SINK | [9 empty] | 60 - SILVER SOAK SINK | [29 empty] | 60 - SILVER SOAK SINK
61 | - |  |  | SPARE NUMBER |  | 61 - SPARE NUMBER | [9 empty] | 61 - SPARE NUMBER | [29 empty] | 61 - SPARE NUMBER
62 | 1 | RUBBERMAID | FG262000GRAY | TRASH RECEPTACLE | WITH LID AND DOLLY, EXISTING TO RELOCATE | 62 - TRASH RECEPTACLE | [9 empty] | 62 - TRASH RECEPTACLE | [29 empty] | 62 - TRASH RECEPTACLE
63 | 1 |  |  | FLOOR TROUGH & GRATE | CUSTOM FABRICATION | 63 - FLOOR TROUGH & GRATE | Yes | [8 empty] | 63 - FLOOR TROUGH & GRATE | Yes | [6 empty] | 2" | -4" | [20 empty] | 63 - FLOOR TROUGH & GRATE
64 | 1 | FISHER | 75222 | HOSE REEL | CEILING MOUNT, EXISTING TO RELOCATE | 64 - HOSE REEL | Yes | [8 empty] | 64 - HOSE REEL | Yes | FROM #66 | 1/2" | [26 empty] | 64 - HOSE REEL
65 | - |  |  | SPARE NUMBER |  | 65 - SPARE NUMBER | [9 empty] | 65 - SPARE NUMBER | [29 empty] | 65 - SPARE NUMBER
66 | 1 |  |  | HOSE REEL CONTROL CABINET | FOR ITEM #64, EXISTING TO RELOCATE | 66 - HOSE REEL CONTROL CABINET | Yes | [8 empty] | 66 - HOSE REEL CONTROL CABINET | Yes | 78" | 1/2" | 1/2" | 1/2" | 25 | [23 empty] | 66 - HOSE REEL CONTROL CABINET
67 | 1 | FISHER | 34460 | PRE-RINSE UNIT | WITH FAUCET | 67 - PRE-RINSE UNIT | Yes | [8 empty] | 67 - PRE-RINSE UNIT | Yes | 18" | 1/2" | 1/2" | 1/2" | 50 | [23 empty] | 67 - PRE-RINSE UNIT
68 | 1 | HOBART | CLPS66e | DISH MACHINE | EXISTING TO RELOCATE | 68 - DISH MACHINE |  | AS REQ'D | [5 empty] | 78000 | HEAT REMOVAL EXHAUST GRILLE | 68 - DISH MACHINE |  | 66" | 1/2" |  | 1/2" | 120 | 2" | [22 empty] | 68 - DISH MACHINE |  | 70" | 138.9A | 208V | 3PH
69 | - |  |  | SPARE NUMBER |  | 69 - SPARE NUMBER | [9 empty] | 69 - SPARE NUMBER | [29 empty] | 69 - SPARE NUMBER
70 | - |  |  | SPARE NUMBER |  | 70 - SPARE NUMBER | [9 empty] | 70 - SPARE NUMBER | [29 empty] | 70 - SPARE NUMBER
71 | 1 |  |  | CLEAN DISH TABLE | CUSTOM FABRICATION | 71 - CLEAN DISH TABLE | [9 empty] | 71 - CLEAN DISH TABLE | [29 empty] | 71 - CLEAN DISH TABLE
72 | 1 | ELECTROLUX | 502315 | UNDERCOUNTER DISH MACHINE |  | 72 - UNDERCOUNTER DISH MACHINE | [9 empty] | 72 - UNDERCOUNTER DISH MACHINE |  | 18" | 3/4" |  | 3/4" | 24 | 3/4" | [22 empty] | 72 - UNDERCOUNTER DISH MACHINE |  | 24" | 19.0A | 208V | 3PH |  | ●
73 | 1 |  |  | GLASS RACK SHELF | CUSTOM FABRICATION, WALL MOUNTED | 73 - GLASS RACK SHELF | Yes | [8 empty] | 73 - GLASS RACK SHELF | [29 empty] | 73 - GLASS RACK SHELF
74 | - |  |  | SPARE NUMBER |  | 74 - SPARE NUMBER | [9 empty] | 74 - SPARE NUMBER | [29 empty] | 74 - SPARE NUMBER
75 | - |  |  | SPARE NUMBER |  | 75 - SPARE NUMBER | [9 empty] | 75 - SPARE NUMBER | [29 empty] | 75 - SPARE NUMBER
76 | 5 | METRO | CHROME | DRY STORAGE SHELVING | FIXED, FIVE TIER, EXISTING TO RELOCATE | 76 - DRY STORAGE SHELVING | [9 empty] | 76 - DRY STORAGE SHELVING | [29 empty] | 76 - DRY STORAGE SHELVING
77 | 3 | METRO | CHROME | DRY STORAGE SHELVING | FIXED, FIVE TIER | 77 - DRY STORAGE SHELVING | [9 empty] | 77 - DRY STORAGE SHELVING | [29 empty] | 77 - DRY STORAGE SHELVING
78 | 1 | RUBBERMAID | FG354060GRAY | TRASH RECEPTACLE | SLIM JIM | 78 - TRASH RECEPTACLE | [9 empty] | 78 - TRASH RECEPTACLE | [29 empty] | 78 - TRASH RECEPTACLE
79 | - |  |  | SPARE NUMBER |  | 79 - SPARE NUMBER | [9 empty] | 79 - SPARE NUMBER | [29 empty] | 79 - SPARE NUMBER
80 | - |  |  | SPARE NUMBER |  | 80 - SPARE NUMBER | [9 empty] | 80 - SPARE NUMBER | [29 empty] | 80 - SPARE NUMBER
81 | 1 | ADVANCE TABCO | 7-PS-61 | HAND SINK | WITH VENDOR PROVIDED SOAP & TOWEL DISPENSER | 81 - HAND SINK | Yes | [8 empty] | 81 - HAND SINK | Yes | 18" | 1/2" | 1/2" | 1/2" | 5 |  | 1-1/2" | 24" | [20 empty] | 81 - HAND SINK
82 | - |  |  | SPARE NUMBER |  | 82 - SPARE NUMBER | [9 empty] | 82 - SPARE NUMBER | [29 empty] | 82 - SPARE NUMBER
83 | - |  |  | SPARE NUMBER |  | 83 - SPARE NUMBER | [9 empty] | 83 - SPARE NUMBER | [29 empty] | 83 - SPARE NUMBER
84 | - |  |  | SPARE NUMBER |  | 84 - SPARE NUMBER | [9 empty] | 84 - SPARE NUMBER | [29 empty] | 84 - SPARE NUMBER
85 | - |  |  | SPARE NUMBER |  | 85 - SPARE NUMBER | [9 empty] | 85 - SPARE NUMBER | [29 empty] | 85 - SPARE NUMBER
REMOTE EQUIPMENT AREA
86 | 1 | RDT | IRW1-02Z-CT3-AST | REFRIGERATION RACK | OUTDOOR, AIR-COOLED, ON EMERGENCY POWER | 86 - REFRIGERATION RACK | Yes | AS REQ'D | [5 empty] | 671 | HEAT REMOVAL EXHAUST GRILLE | 86 - REFRIGERATION RACK | [29 empty] | 86 - REFRIGERATION RACK | Yes | 36" | 19.5A | 208V | 1PH |  | ●
87 | 1 |  |  | COMBI OVEN W/ STAND | MOBILE, EXISTING TO REMAIN | 87 - COMBI OVEN W/ STAND | [9 empty] | 87 - COMBI OVEN W/ STAND | [29 empty] | 87 - COMBI OVEN W/ STAND
88 | - |  |  | SPARE NUMBER |  | 88 - SPARE NUMBER | [9 empty] | 88 - SPARE NUMBER | [29 empty] | 88 - SPARE NUMBER
89 | - |  |  | SPARE NUMBER |  | 89 - SPARE NUMBER | [9 empty] | 89 - SPARE NUMBER | [29 empty] | 89 - SPARE NUMBER
90-100 | - |  |  | SPARE NUMBERS |  | 90-100 - SPARE NUMBERS | [9 empty] | 90-100 - SPARE NUMBERS | [29 empty] | 90-100 - SPARE NUMBERS
COOKING AREA
101 | 2 | METRO | CHROME | DRY STORAGE SHELVING | FIXED, FIVE TIER | 101 - DRY STORAGE SHELVING | [9 empty] | 101 - DRY STORAGE SHELVING | [29 empty] | 101 - DRY STORAGE SHELVING
102 | 1 | THERMALRITE | CUSTOM | CHEF'S COOLER |  | 102 - CHEF'S COOLER | Yes | [8 empty] | 102 - CHEF'S COOLER | [29 empty] | 102 - CHEF'S COOLER | Yes | FROM ABOVE | 20.0A | 120V | 1PH | FOR LIGHTS & DOOR HEATER | ●
103 | 1 | RDT | BEL0095 | EVAPORATOR COIL | ON EMERGENCY POWER | 103 - EVAPORATOR COIL | [9 empty] | 103 - EVAPORATOR COIL | Yes | [5 empty] | 3/4" | [22 empty] | 103 - EVAPORATOR COIL | Yes | FROM ABOVE | 1.8A | 120V | 1PH | ON EMERGENCY POWER / DATA CABLE REQUIRED | ●
104 | 6 | METRO | CHROME | COOLER STORAGE SHELVING | MOBILE, FIVE TIER | 104 - COOLER STORAGE SHELVING | [9 empty] | 104 - COOLER STORAGE SHELVING | [29 empty] | 104 - COOLER STORAGE SHELVING
105 | 1 |  |  | FLOOR TROUGH & GRATE | CUSTOM FABRICATION | 105 - FLOOR TROUGH & GRATE | Yes | [8 empty] | 105 - FLOOR TROUGH & GRATE | Yes | [6 empty] | 2" | -4" | [20 empty] | 105 - FLOOR TROUGH & GRATE
106 | 1 | ANTHONY | GFS 91611 | DISPLAY COOLER SHELVING |  | 106 - DISPLAY COOLER SHELVING | [9 empty] | 106 - DISPLAY COOLER SHELVING | [29 empty] | 106 - DISPLAY COOLER SHELVING
107 | 1 | ANTHONY | INFINITY-60 | DISPLAY COOLER DOOR |  | 107 - DISPLAY COOLER DOOR | [9 empty] | 107 - DISPLAY COOLER DOOR | [29 empty] | 107 - DISPLAY COOLER DOOR
108 | 1 |  |  | CHEF'S COUNTER WITH SINK | CUSTOM FABRICATION | 108 - CHEF'S COUNTER WITH SINK | [9 empty] | 108 - CHEF'S COUNTER WITH SINK | Yes | STUB-UP | 1/2" | 1/2" | 1/2" | 15 | 1-1/2" | [22 empty] | 108 - CHEF'S COUNTER WITH SINK | Yes | 48" | (2)20.0A | 120V | 1PH | CONVENIENCE OUTLETS |  | ●
109 | 1 |  |  | DOUBLE OVERSHELF | CUSTOM FABRICATION | 109 - DOUBLE OVERSHELF | [9 empty] | 109 - DOUBLE OVERSHELF | [29 empty] | 109 - DOUBLE OVERSHELF
110 | 1 | HATCO | GRAH-54 | FOOD WARMER |  | 110 - FOOD WARMER | [9 empty] | 110 - FOOD WARMER | [29 empty] | 110 - FOOD WARMER |  | FROM #124 | 10.4A | 120V | 1PH |  | ●
111 | 1 | ADVANCE TABCO | 7-PS-42 | DROP-IN HAND SINK | WITH SOAP & TOWEL DISPENSER | 111 - DROP-IN HAND SINK | [9 empty] | 111 - DROP-IN HAND SINK | Yes | 18" | 1/2" | 1/2" | 1/2" | 5 |  | 1-1/2" | 24" | [20 empty] | 111 - DROP-IN HAND SINK
112 | 1 |  |  | TRASH CHUTE | CUSTOM FABRICATION, PART OF ITEM #108 | 112 - TRASH CHUTE | [9 empty] | 112 - TRASH CHUTE | [29 empty] | 112 - TRASH CHUTE
113 | 1 | RUBBERMAID | FG354060GRAY | TRASH RECEPTACLE | SLIM JIM | 113 - TRASH RECEPTACLE | [9 empty] | 113 - TRASH RECEPTACLE | [29 empty] | 113 - TRASH RECEPTACLE
114 | 1 | CONTINENTAL | SWF27N-U-D | UNDERCOUNTER FREEZER | MOBILE | 114 - UNDERCOUNTER FREEZER | [9 empty] | 114 - UNDERCOUNTER FREEZER | [29 empty] | 114 - UNDERCOUNTER FREEZER |  | FROM #124 | 4.0A | 120V | 1PH |  |  | ●
115 | 1 | HATCO | GRAH-60 | FOOD WARMER |  | 115 - FOOD WARMER | [9 empty] | 115 - FOOD WARMER | [29 empty] | 115 - FOOD WARMER |  | FROM #124 | 11.7A | 120V | 1PH |  | ●
116 | 1 |  |  | POS PRINTER | BY OS&E | 116 - POS PRINTER | [9 empty] | 116 - POS PRINTER | [29 empty] | 116 - POS PRINTER | Yes | FROM #124 | 5.0A | 120V | 1PH | PROVIDE DATA OUTLET |  | ●
117 | 1 | CONTINENTAL | SW36N-U | UNDERCOUNTER REFRIGERATOR | MOBILE | 117 - UNDERCOUNTER REFRIGERATOR | [9 empty] | 117 - UNDERCOUNTER REFRIGERATOR | [29 empty] | 117 - UNDERCOUNTER REFRIGERATOR |  | FROM #124 | 6.3A | 120V | 1PH |  |  | ●
118 | 2 |  |  | RECESSED CUTTING BOARD | CUSTOM FABRICATION, PART OF ITEM #108 | 118 - RECESSED CUTTING BOARD | [9 empty] | 118 - RECESSED CUTTING BOARD | [29 empty] | 118 - RECESSED CUTTING BOARD
119 | 1 | CONTINENTAL | D48N-U-D | UNDERCOUNTER REFRIGERATOR | MOBILE | 119 - UNDERCOUNTER REFRIGERATOR | [9 empty] | 119 - UNDERCOUNTER REFRIGERATOR | [29 empty] | 119 - UNDERCOUNTER REFRIGERATOR |  | FROM #124 | 2.5A | 120V | 1PH |  |  | ●
120 | 2 | HATCO | GRAH-42 | FOOD WARMER |  | 120 - FOOD WARMER | [9 empty] | 120 - FOOD WARMER | [29 empty] | 120 - FOOD WARMER |  | FROM #124 | 7.9A | 120V | 1PH |  | ●
121 | 1 | WELLS | MOD-300TDM/AF | HOT FOOD WELL | 3 WELL, AUTOFILL | 121 - HOT FOOD WELL | [9 empty] | 121 - HOT FOOD WELL | Yes | 18" | 1/2" |  | 1/2" | 5 | 1" | [22 empty] | 121 - HOT FOOD WELL | Yes | FROM #124 | 17.9A | 208V | 1PH |  | ●
122 | 1 |  |  | RECESSED CUTTING BOARD | CUSTOM FABRICATION, PART OF ITEM #108 | 122 - RECESSED CUTTING BOARD | [9 empty] | 122 - RECESSED CUTTING BOARD | [29 empty] | 122 - RECESSED CUTTING BOARD
123 | 1 |  |  | POS PRINTER | BY OS&E | 123 - POS PRINTER | [9 empty] | 123 - POS PRINTER | [29 empty] | 123 - POS PRINTER | Yes | FROM #124 | 5.0A | 120V | 1PH | PROVIDE DATA OUTLET |  | ●
124 | 1 |  |  | LOAD CENTER | CUSTOM FABRICATION | 124 - LOAD CENTER | [9 empty] | 124 - LOAD CENTER | [29 empty] | 124 - LOAD CENTER | Yes | STUB-UP | 85.0A | 120/208V | 1PH | E.C. TO VERIFY LOAD | ● | ●
125 | - |  |  | SPARE NUMBER |  | 125 - SPARE NUMBER | [9 empty] | 125 - SPARE NUMBER | [29 empty] | 125 - SPARE NUMBER
126 | 1 | GAYLORD | ELX | EXHAUST HOOD | WITH MAKE-UP AIR | 126 - EXHAUST HOOD | Yes | 28" x 12" 24" x 12" | 3450 2898 | 0.931 0.803 | 23" x 10" 20" x 10" | 1380 1159 | 0.110 0.110 |  | CONNECT AT THE COLLAR | 126 - EXHAUST HOOD | [29 empty] | 126 - EXHAUST HOOD | Yes | FROM ABOVE | 20.0A | 120V | 1PH | FOR LIGHTS | ●
127 | 1 | ULTRAFRYER | 11D911 | DUMP STATION | MOBILE, WITH HEAT LAMP | 127 - DUMP STATION | [9 empty] | 127 - DUMP STATION | [29 empty] | 127 - DUMP STATION |  | 24" | 15A | 120V | 1PH |  |  | ●
128 | 1 | ULTRAFRYER | B-P20-18-2-UCP | FRYER BATTERY | MOBILE | 128 - FRYER BATTERY | [9 empty] | 128 - FRYER BATTERY | [9 empty] | 18" | 3/4" | 130000 | 7" | [16 empty] | 128 - FRYER BATTERY |  | 24" | 8.5A | 120V | 1PH |  |  | ●
129 | 1 |  |  | PLATE SHELF | CUSTOM FABRICATION, PART OF ITEM #108 | 129 - PLATE SHELF | [9 empty] | 129 - PLATE SHELF | [29 empty] | 129 - PLATE SHELF
130 | - |  |  | SPARE NUMBER |  | 130 - SPARE NUMBER | [9 empty] | 130 - SPARE NUMBER | [29 empty] | 130 - SPARE NUMBER
131 | 1 | JADE | JMPR-6 | SPREADER | MOBILE | 131 - SPREADER | [9 empty] | 131 - SPREADER | [29 empty] | 131 - SPREADER
132 | 1 | JADE | JMRH-36G | GRIDDLE |  | 132 - GRIDDLE | [9 empty] | 132 - GRIDDLE | [9 empty] | 18" | 3/4" | 105000 | 5" | [16 empty] | 132 - GRIDDLE
133 | 2 | JADE | JMRH-4 | MODULAR FOUR BURNER RANGE |  | 133 - MODULAR FOUR BURNER RANGE | [9 empty] | 133 - MODULAR FOUR BURNER RANGE | [9 empty] | 24" | 3/4" | 140000 | 5" | [16 empty] | 133 - MODULAR FOUR BURNER RANGE
134 | 2 | JADE | JSB-36 | SALAMANDER | WALL MOUNTED | 134 - SALAMANDER | [9 empty] | 134 - SALAMANDER | [9 empty] | 76" | 3/4" | 35000 | 5" | [16 empty] | 134 - SALAMANDER
135 | - |  |  | SPARE NUMBER |  | 135 - SPARE NUMBER | [9 empty] | 135 - SPARE NUMBER | [29 empty] | 135 - SPARE NUMBER
136 | 1 | JADE | JRLH-04S-T-72 | REFRIGERATED EQUIPMENT STAND | MOBILE, MODULAR | 136 - REFRIGERATED EQUIPMENT STAND | [9 empty] | 136 - REFRIGERATED EQUIPMENT STAND | [29 empty] | 136 - REFRIGERATED EQUIPMENT STAND |  | 24" | 12.6A | 120V | 1PH |  |  | ●
137 | 1 | JADE | JB-54 | CHARBROILER | GAS | 137 - CHARBROILER | [9 empty] | 137 - CHARBROILER | [9 empty] | 18" | 3/4" | 105000 | 5" | [16 empty] | 137 - CHARBROILER
138 | 1 | JADE PRODUCTS | JRLH-02S-T-60 | REFRIGERATED EQUIPMENT STAND | MOBILE | 138 - REFRIGERATED EQUIPMENT STAND | [9 empty] | 138 - REFRIGERATED EQUIPMENT STAND | [29 empty] | 138 - REFRIGERATED EQUIPMENT STAND |  | 24" | 12.6A | 120V | 1PH |  |  | ●
139 | - |  |  | SPARE NUMBER |  | 139 - SPARE NUMBER | [9 empty] | 139 - SPARE NUMBER | [29 empty] | 139 - SPARE NUMBER
140 | - |  |  | SPARE NUMBER |  | 140 - SPARE NUMBER | [9 empty] | 140 - SPARE NUMBER | [29 empty] | 140 - SPARE NUMBER
141 | 1 | JADE | JMPR-6 | MODULAR SPREADER |  | 141 - MODULAR SPREADER | [9 empty] | 141 - MODULAR SPREADER | [29 empty] | 141 - MODULAR SPREADER
142 | 1 | BLODGETT | MARK V-100 DBL | DOUBLE CONVECTION OVEN | MOBILE | 142 - DOUBLE CONVECTION OVEN | [9 empty] | 142 - DOUBLE CONVECTION OVEN | [29 empty] | 142 - DOUBLE CONVECTION OVEN |  | 24"/48" | (2)30.5A | 208V | 3PH |  | ●
143 | 1 | ANSUL | R-102 | FIRE SUPPRESSION SYSTEM | FOR ITEM #126 | 143 - FIRE SUPPRESSION SYSTEM | Yes | [8 empty] | 143 - FIRE SUPPRESSION SYSTEM | Yes | [28 empty] | 143 - FIRE SUPPRESSION SYSTEM | Yes | FROM ABOVE | 20.0A | 120V | 1PH | DEDICATED CIRCUIT | ●
144 | 1 |  |  | PREPARATION COUNTER | CUSTOM FABRICATION | 144 - PREPARATION COUNTER | [9 empty] | 144 - PREPARATION COUNTER | [29 empty] | 144 - PREPARATION COUNTER | Yes | 48" | (2)20.0A | 120V | 1PH | CONVENIENCE OUTLETS |  | ●
145 | - |  |  | SPARE NUMBER |  | 145 - SPARE NUMBER | [9 empty] | 145 - SPARE NUMBER | [29 empty] | 145 - SPARE NUMBER
146 | 1 | ADVANCE TABCO | 7-PS-42 | DROP-IN HAND SINK | WITH SOAP & TOWEL DISPENSER | 146 - DROP-IN HAND SINK | [9 empty] | 146 - DROP-IN HAND SINK | Yes | 18" | 1/2" | 1/2" | 1/2" | 5 |  | 1-1/2" | 24" | [20 empty] | 146 - DROP-IN HAND SINK
147 | 1 |  |  | TRASH CHUTE | CUSTOM FABRICATION, PART OF ITEM #144 | 147 - TRASH CHUTE | [9 empty] | 147 - TRASH CHUTE | [29 empty] | 147 - TRASH CHUTE
148 | 1 | RUBBERMAID | FG354060GRAY | TRASH RECEPTACLE | SLIM JIM | 148 - TRASH RECEPTACLE | [9 empty] | 148 - TRASH RECEPTACLE | [29 empty] | 148 - TRASH RECEPTACLE
149 | - |  |  | SPARE NUMBER |  | 149 - SPARE NUMBER | [9 empty] | 149 - SPARE NUMBER | [29 empty] | 149 - SPARE NUMBER
150 | - |  |  | SPARE NUMBER |  | 150 - SPARE NUMBER | [9 empty] | 150 - SPARE NUMBER | [29 empty] | 150 - SPARE NUMBER
151 | - |  |  | SPARE NUMBER |  | 151 - SPARE NUMBER | [9 empty] | 151 - SPARE NUMBER | [29 empty] | 151 - SPARE NUMBER
152 | 1 | FISHER | 3041 | DIPPERWELL |  | 152 - DIPPERWELL | [9 empty] | 152 - DIPPERWELL |  | 18" | 1/2" |  | 1/2" | 5 | 1-1/2" | [22 empty] | 152 - DIPPERWELL
153 | 1 | CONTINENTAL | D48N-U | UNDERCOUNTER REFRIGERATOR | MOBILE | 153 - UNDERCOUNTER REFRIGERATOR | [9 empty] | 153 - UNDERCOUNTER REFRIGERATOR | [29 empty] | 153 - UNDERCOUNTER REFRIGERATOR |  | 24" | 2.5A | 120V | 1PH |  |  | ●
154 | 1 |  |  | DOUBLE WALL SHELF | CUSTOM FABRICATION | 154 - DOUBLE WALL SHELF | Yes | [8 empty] | 154 - DOUBLE WALL SHELF | [29 empty] | 154 - DOUBLE WALL SHELF
155 | - |  |  | SPARE NUMBER |  | 155 - SPARE NUMBER | [9 empty] | 155 - SPARE NUMBER | [29 empty] | 155 - SPARE NUMBER
156 | 1 | CONTINENTAL | SWF27-U-D | UNDERCOUNTER FREEZER | MOBILE | 156 - UNDERCOUNTER FREEZER | [9 empty] | 156 - UNDERCOUNTER FREEZER | [29 empty] | 156 - UNDERCOUNTER FREEZER |  | 24" | 4.0A | 120V | 1PH |  |  | ●
157 | 1 |  |  | DOUBLE OVERSHELF | CUSTOM FABRICATION | 157 - DOUBLE OVERSHELF | [9 empty] | 157 - DOUBLE OVERSHELF | [29 empty] | 157 - DOUBLE OVERSHELF
158 | 1 | CONTINENTAL | SW72N18-FB-D | SANDWICH PREP REFRIGERATOR | MOBILE | 158 - SANDWICH PREP REFRIGERATOR | [9 empty] | 158 - SANDWICH PREP REFRIGERATOR | [29 empty] | 158 - SANDWICH PREP REFRIGERATOR |  | 24" | 6.1A | 120V | 1PH |  |  | ●
159 | - |  |  | SPARE NUMBER |  | 159 - SPARE NUMBER | [9 empty] | 159 - SPARE NUMBER | [29 empty] | 159 - SPARE NUMBER
160 | - |  |  | SPARE NUMBER |  | 160 - SPARE NUMBER | [9 empty] | 160 - SPARE NUMBER | [29 empty] | 160 - SPARE NUMBER
161 | 1 |  |  | PLATE SHELF | CUSTOM FABRICATION, PART OF ITEM #144 | 161 - PLATE SHELF | [9 empty] | 161 - PLATE SHELF | [29 empty] | 161 - PLATE SHELF
162 | 1 |  |  | POS PRINTER | BY OS&E | 162 - POS PRINTER | [9 empty] | 162 - POS PRINTER | [29 empty] | 162 - POS PRINTER | Yes | 48" | 5.0A | 120V | 1PH | PROVIDE DATA OUTLET |  | ●
163 | 1 | CONTINENTAL | 2RD-SD | REACH-IN REFRIGERATOR | MOBILE | 163 - REACH-IN REFRIGERATOR | [9 empty] | 163 - REACH-IN REFRIGERATOR | [29 empty] | 163 - REACH-IN REFRIGERATOR |  | 84" | 6.9A | 120V | 1PH |  |  | ●
164 | 1 |  |  | BEVERAGE COUNTER | CUSTOM FABRICATION | 164 - BEVERAGE COUNTER | [9 empty] | 164 - BEVERAGE COUNTER |  | 24" | 1/2" | 1/2" | 1/2" | 15 | 1-1/2" | [22 empty] | 164 - BEVERAGE COUNTER | Yes | 48" | (2)20.0A | 120V | 1PH | CONVENIENCE OUTLETS |  | ●
165 | - |  |  | SPARE NUMBER |  | 165 - SPARE NUMBER | [9 empty] | 165 - SPARE NUMBER | [29 empty] | 165 - SPARE NUMBER
166 | 1 | CORNELIUS | ENDURO 175 | SODA & ICE DISPENSER | BY VENDOR | 166 - SODA & ICE DISPENSER | [9 empty] | 166 - SODA & ICE DISPENSER | [6 empty] | 1" | [22 empty] | 166 - SODA & ICE DISPENSER |  | 48" | 3.0A | 120V | 1PH |  |  | ●
167 | 1 | SCOTSMAN | N0922W-32 | ICE MACHINE | 900LB., WATER-COOLED, NUGGET ICE | 167 - ICE MACHINE |  | AS REQ'D | [5 empty] | 2100 | HEAT REMOVAL EXHAUST GRILLE | 167 - ICE MACHINE |  | FROM #168 | 3/8" | 3/8" |  |  | 3/4" | [6 empty] | 84" | 38" | 1/2" | [13 empty] | 167 - ICE MACHINE |  | 60" | 12.0A | 208V | 1PH |  | ●
168 | 1 | SCOTSMAN | AP2-P | WATER FILTRATION SYSTEM | FOR ITEM #167 | 168 - WATER FILTRATION SYSTEM | [9 empty] | 168 - WATER FILTRATION SYSTEM |  | 66" | 3/4" | 3/4" | [25 empty] | 168 - WATER FILTRATION SYSTEM
169 | - |  |  | SPARE NUMBER |  | 169 - SPARE NUMBER | [9 empty] | 169 - SPARE NUMBER | [29 empty] | 169 - SPARE NUMBER
170 | - |  |  | SPARE NUMBER |  | 170 - SPARE NUMBER | [9 empty] | 170 - SPARE NUMBER | [29 empty] | 170 - SPARE NUMBER
171 | 1 | ELKAY | DSC2K | WATER DISPENSER | 2 TAP | 171 - WATER DISPENSER | [9 empty] | 171 - WATER DISPENSER | [29 empty] | 171 - WATER DISPENSER
172 | 1 | ELKAY | DSFBF180K | CARBONATION CHILLER |  | 172 - CARBONATION CHILLER | [9 empty] | 172 - CARBONATION CHILLER |  | 18" | 3/8" | 3/8" | [25 empty] | 172 - CARBONATION CHILLER
173 | 1 | BUNN | HW2 | HOT WATER DISPENSER |  | 173 - HOT WATER DISPENSER | [9 empty] | 173 - HOT WATER DISPENSER |  | 48" | 1/2" | 1/4" | [25 empty] | 173 - HOT WATER DISPENSER |  | 48" | 15.0A | 120V | 1PH |  |  | ●
174 | 1 |  |  | COFFEE BREWER | BY VENDOR | 174 - COFFEE BREWER | [9 empty] | 174 - COFFEE BREWER | Yes | 48" | 1/4" | 1/4" | [25 empty] | 174 - COFFEE BREWER | Yes | 48" | 28.3A | 120/208V | 1PH |  | ●
175 | - |  |  | SPARE NUMBER |  | 175 - SPARE NUMBER | [9 empty] | 175 - SPARE NUMBER | [29 empty] | 175 - SPARE NUMBER
176 | 1 |  |  | DOUBLE WALL SHELF | CUSTOM FABRICATION | 176 - DOUBLE WALL SHELF | Yes | [8 empty] | 176 - DOUBLE WALL SHELF | [29 empty] | 176 - DOUBLE WALL SHELF
177 | 1 |  |  | TRASH CHUTE | CUSTOM FABRICATION, PART OF ITEM #164 | 177 - TRASH CHUTE | [9 empty] | 177 - TRASH CHUTE | [29 empty] | 177 - TRASH CHUTE
178 | 1 | RUBBERMAID | FG354060GRAY | TRASH RECEPTACLE | SLIM JIM | 178 - TRASH RECEPTACLE | [9 empty] | 178 - TRASH RECEPTACLE | [29 empty] | 178 - TRASH RECEPTACLE
179 | 1 | TRUE | TUC-27-HC | UNDERCOUNTER REFRIGERATOR | MOBILE | 179 - UNDERCOUNTER REFRIGERATOR | [9 empty] | 179 - UNDERCOUNTER REFRIGERATOR | [29 empty] | 179 - UNDERCOUNTER REFRIGERATOR | Yes | 24" | 2.0A | 120V | 1PH |  |  | ●
180 | - |  |  | SPARE NUMBER |  | 180 - SPARE NUMBER | [9 empty] | 180 - SPARE NUMBER | [29 empty] | 180 - SPARE NUMBER
181 | 2 | METRO | CBH2121C | GLASS RACK DISH DOLLY | MOBILE | 181 - GLASS RACK DISH DOLLY | [9 empty] | 181 - GLASS RACK DISH DOLLY | [29 empty] | 181 - GLASS RACK DISH DOLLY
182 | 1 | ADVANCE TABCO | 7-PS-61 | HAND SINK | WITH VENDOR PROVIDED SOAP & TOWEL DISPENSER | 182 - HAND SINK | Yes | [8 empty] | 182 - HAND SINK | Yes | 18" | 1/2" | 1/2" | 1/2" | 5 |  | 1-1/2" | 24" | [20 empty] | 182 - HAND SINK
183 | 1 | RUBBERMAID | FG354060GRAY | TRASH RECEPTACLE | SLIM JIM | 183 - TRASH RECEPTACLE | [9 empty] | 183 - TRASH RECEPTACLE | [29 empty] | 183 - TRASH RECEPTACLE
184 | 1 | GAYLORD | COMMAND CENTER | HOOD CONTROL CABINET | FOR ITEM #126 | 184 - HOOD CONTROL CABINET | Yes | [8 empty] | 184 - HOOD CONTROL CABINET | [29 empty] | 184 - HOOD CONTROL CABINET | Yes | FROM ABOVE | 4.0A | 120V | 1PH |  | ●
185 | 2 | NEW AGE | 1305 | UTILITY RACK | MOBILE | 185 - UTILITY RACK | [9 empty] | 185 - UTILITY RACK | [29 empty] | 185 - UTILITY RACK
186 | 1 |  |  | BEVERAGE COUNTER | CUSTOM FABRICATION | 186 - BEVERAGE COUNTER | [9 empty] | 186 - BEVERAGE COUNTER |  | 24" | 1/2" | 1/2" | 1/2" | 15 | 1-1/2" | [22 empty] | 186 - BEVERAGE COUNTER | Yes | 48" | (2)20.0A | 120V | 1PH | CONVENIENCE OUTLETS |  | ●
187 | 1 | CORNELIUS | ENDURO 175 | SODA & ICE DISPENSER | BY VENDOR | 187 - SODA & ICE DISPENSER | [9 empty] | 187 - SODA & ICE DISPENSER | [6 empty] | 1" | [22 empty] | 187 - SODA & ICE DISPENSER |  | 48" | 3.0A | 120V | 1PH |  |  | ●
188 | 1 | SCOTSMAN | N0922W-32 | ICE MACHINE | 900LB., WATER-COOLED, NUGGET ICE | 188 - ICE MACHINE |  | AS REQ'D | [5 empty] | 2100 | HEAT REMOVAL EXHAUST GRILLE | 188 - ICE MACHINE |  | FROM #191 | 3/8" | 3/8" |  |  | 3/4" | [6 empty] | 84" | 38" | 1/2" | [13 empty] | 188 - ICE MACHINE |  | 60" | 12.0A | 208V | 1PH |  | ●
189 | 1 |  |  | PLATING TABLE | CUSTOM FABRICATION | 189 - PLATING TABLE | [9 empty] | 189 - PLATING TABLE | [29 empty] | 189 - PLATING TABLE | Yes | 48" | (2)20.0A | 120V | 1PH | CONVENIENCE OUTLETS |  | ●
190 | 1 | CONTINENTAL | DL1W-SS-HD | HEATED CABINET | MOBILE | 190 - HEATED CABINET | [9 empty] | 190 - HEATED CABINET | [29 empty] | 190 - HEATED CABINET |  | 60" | 7.2A | 208/230V | 1PH |  |  | ●
191 | 1 | SCOTSMAN | AP2-P | WATER FILTRATION SYSTEM | FOR ITEM #188 | 191 - WATER FILTRATION SYSTEM | [9 empty] | 191 - WATER FILTRATION SYSTEM |  | 66" | 3/4" | 3/4" | [25 empty] | 191 - WATER FILTRATION SYSTEM
192 | 2 | RUBBERMAID | FG262000GRAY | TRASH RECEPTACLE | WITH LID AND DOLLY | 192 - TRASH RECEPTACLE | [9 empty] | 192 - TRASH RECEPTACLE | [29 empty] | 192 - TRASH RECEPTACLE
193 | 1 |  |  | ICED TEA BREWER | BY VENDOR | 193 - ICED TEA BREWER | [9 empty] | 193 - ICED TEA BREWER | Yes | 48" | 1/4" | 1/4" | [25 empty] | 193 - ICED TEA BREWER | Yes | 48" | 14.4A | 120V | 1PH |  |  | ●
194 | 1 |  |  | COFFEE BREWER | BY VENDOR | 194 - COFFEE BREWER | [9 empty] | 194 - COFFEE BREWER | Yes | 48" | 1/4" | 1/4" | [25 empty] | 194 - COFFEE BREWER | Yes | 48" | 28.3A | 120/208V | 1PH |  | ●
195 | 3 | METRO | CBH2121C | GLASS RACK DISH DOLLY | MOBILE | 195 - GLASS RACK DISH DOLLY | [9 empty] | 195 - GLASS RACK DISH DOLLY | [29 empty] | 195 - GLASS RACK DISH DOLLY
196 | 1 | RUBBERMAID | FG262000GRAY | TRASH RECEPTACLE | WITH LID AND DOLLY | 196 - TRASH RECEPTACLE | [9 empty] | 196 - TRASH RECEPTACLE | [29 empty] | 196 - TRASH RECEPTACLE
197 | 1 | ADVANCE TABCO | 7-PS-61 | HAND SINK | WITH VENDOR PROVIDED SOAP & TOWEL DISPENSER | 197 - HAND SINK | Yes | [8 empty] | 197 - HAND SINK | Yes | 18" | 1/2" | 1/2" | 1/2" | 5 |  | 1-1/2" | 24" | [20 empty] | 197 - HAND SINK
198 | 1 | RUBBERMAID | FG354060GRAY | TRASH RECEPTACLE | SLIM JIM | 198 - TRASH RECEPTACLE | [9 empty] | 198 - TRASH RECEPTACLE | [29 empty] | 198 - TRASH RECEPTACLE
199 | 3 | METRO | CHROME | DRY STORAGE SHELVING | FIXED, FIVE TIER | 199 - DRY STORAGE SHELVING | [9 empty] | 199 - DRY STORAGE SHELVING | [29 empty] | 199 - DRY STORAGE SHELVING
200 | - |  |  | SPARE NUMBER |  | 200 - SPARE NUMBER | [9 empty] | 200 - SPARE NUMBER | [29 empty] | 200 - SPARE NUMBER
BEVERAGE AREA
201 | 1 | ADVANCE TABCO | 9-OPC-84 | MOP SINK CABINET |  | 201 - MOP SINK CABINET | [9 empty] | 201 - MOP SINK CABINET |  | 42" | 1/2" | 1/2" | 1/2" | 30 |  | 2" | -4" | [20 empty] | 201 - MOP SINK CABINET
202 | 1 | RUBBERMAID | FG354060GRAY | TRASH RECEPTACLE | SLIM JIM | 202 - TRASH RECEPTACLE | [9 empty] | 202 - TRASH RECEPTACLE | [29 empty] | 202 - TRASH RECEPTACLE
203 | 1 | ADVANCE TABCO | 7-PS-61 | HAND SINK | WITH VENDOR PROVIDED SOAP & TOWEL DISPENSER | 203 - HAND SINK | Yes | [8 empty] | 203 - HAND SINK | Yes | 18" | 1/2" | 1/2" | 1/2" | 5 |  | 1-1/2" | 24" | [20 empty] | 203 - HAND SINK
204 | 2 |  |  | SODA SYSTEM AND RACK | BY VENDOR | 204 - SODA SYSTEM AND RACK | Yes | [8 empty] | 204 - SODA SYSTEM AND RACK | Yes | 18" | 1/2" | 1/2" | [25 empty] | 204 - SODA SYSTEM AND RACK | Yes | 24" | 20.0A | 120V | 1PH |  |  | ●
205 | - |  |  | SPARE NUMBER |  | 205 - SPARE NUMBER | [9 empty] | 205 - SPARE NUMBER | [29 empty] | 205 - SPARE NUMBER
206 | 6 | METRO | CHROME | DRY STORAGE SHELVING | FIXED, FIVE TIER | 206 - DRY STORAGE SHELVING | [9 empty] | 206 - DRY STORAGE SHELVING | [29 empty] | 206 - DRY STORAGE SHELVING
207 | - |  |  | SPARE NUMBER |  | 207 - SPARE NUMBER | [9 empty] | 207 - SPARE NUMBER | [29 empty] | 207 - SPARE NUMBER
208 | - |  |  | SPARE NUMBER |  | 208 - SPARE NUMBER | [9 empty] | 208 - SPARE NUMBER | [29 empty] | 208 - SPARE NUMBER
209 | - |  |  | SPARE NUMBER |  | 209 - SPARE NUMBER | [9 empty] | 209 - SPARE NUMBER | [29 empty] | 209 - SPARE NUMBER
210 | - |  |  | SPARE NUMBER |  | 210 - SPARE NUMBER | [9 empty] | 210 - SPARE NUMBER | [29 empty] | 210 - SPARE NUMBER
211 | 1 |  |  | BEVERAGE COUNTER | CUSTOM FABRICATION | 211 - BEVERAGE COUNTER | [9 empty] | 211 - BEVERAGE COUNTER | [29 empty] | 211 - BEVERAGE COUNTER | Yes | 48" | (2)20.0A | 120V | 1PH | CONVENIENCE OUTLETS |  | ●
212 | 1 |  |  | CUP DISPENSER | BY VENDOR | 212 - CUP DISPENSER | [9 empty] | 212 - CUP DISPENSER | [29 empty] | 212 - CUP DISPENSER
213 | 1 |  |  | SODA AND ICE DISPENSER | BY VENDOR | 213 - SODA AND ICE DISPENSER | Yes | [8 empty] | 213 - SODA AND ICE DISPENSER | Yes | [5 empty] | 3/4" | [22 empty] | 213 - SODA AND ICE DISPENSER | Yes | 48" | 20.0A | 120V | 1PH |  |  | ●
214 | 1 | SCOTSMAN | NH0922W-32 | ICE MACHINE | 900LB., WATER-COOLED, NUGGET ICE | 214 - ICE MACHINE |  | AS REQ'D | [5 empty] | 2100 | HEAT REMOVAL EXHAUST GRILLE | 214 - ICE MACHINE |  | FROM #217 | 3/8" | 3/8" |  |  | 3/4" | [6 empty] | 84" | 38" | 1/2" | [13 empty] | 214 - ICE MACHINE |  | 60" | 12.0A | 208V | 1PH |  | ●
215 | - |  |  | SPARE NUMBER |  | 215 - SPARE NUMBER | [9 empty] | 215 - SPARE NUMBER | [29 empty] | 215 - SPARE NUMBER
216 | 1 |  |  | CUP DISPENSER | BY VENDOR | 216 - CUP DISPENSER | [9 empty] | 216 - CUP DISPENSER | [29 empty] | 216 - CUP DISPENSER
217 | 1 | EVERPURE | EV9275-01 | WATER FILTRATION SYSTEM | FOR ITEM #214 & #218 | 217 - WATER FILTRATION SYSTEM | [9 empty] | 217 - WATER FILTRATION SYSTEM |  | 66" | 1/2" | 3/8" | [25 empty] | 217 - WATER FILTRATION SYSTEM
218 | 1 | BUNN | LCS-2 (34400.0001) | LIQUID COFFEE DISPENSER |  | 218 - LIQUID COFFEE DISPENSER | [9 empty] | 218 - LIQUID COFFEE DISPENSER |  | FROM #217 | 3/8" | 3/8" | [25 empty] | 218 - LIQUID COFFEE DISPENSER |  | 48" | 13.2A | 120/208V | 1PH |  | ●
219 | - |  |  | SPARE NUMBER |  | 219 - SPARE NUMBER | [9 empty] | 219 - SPARE NUMBER | [29 empty] | 219 - SPARE NUMBER
220 | - |  |  | SPARE NUMBER |  | 220 - SPARE NUMBER | [9 empty] | 220 - SPARE NUMBER | [29 empty] | 220 - SPARE NUMBER
221 | 1 |  |  | CUP DISPENSER | BY VENDOR | 221 - CUP DISPENSER | [9 empty] | 221 - CUP DISPENSER | [29 empty] | 221 - CUP DISPENSER
222 | - |  |  | SPARE NUMBER |  | 222 - SPARE NUMBER | [9 empty] | 222 - SPARE NUMBER | [29 empty] | 222 - SPARE NUMBER
223 | - |  |  | SPARE NUMBER |  | 223 - SPARE NUMBER | [9 empty] | 223 - SPARE NUMBER | [29 empty] | 223 - SPARE NUMBER
224 | - |  |  | SPARE NUMBER |  | 224 - SPARE NUMBER | [9 empty] | 224 - SPARE NUMBER | [29 empty] | 224 - SPARE NUMBER
225 | - |  |  | SPARE NUMBER |  | 225 - SPARE NUMBER | [9 empty] | 225 - SPARE NUMBER | [29 empty] | 225 - SPARE NUMBER
226 | - |  |  | SPARE NUMBER |  | 226 - SPARE NUMBER | [9 empty] | 226 - SPARE NUMBER | [29 empty] | 226 - SPARE NUMBER
227 | 1 |  |  | TRASH CHUTE | CUSTOM FABRICATION, PART OF ITEM #211 | 227 - TRASH CHUTE | [9 empty] | 227 - TRASH CHUTE | [29 empty] | 227 - TRASH CHUTE
228 | 1 | RUBBERMAID | FG354060GRAY | TRASH RECEPTACLE | SLIM JIM | 228 - TRASH RECEPTACLE | [9 empty] | 228 - TRASH RECEPTACLE | [29 empty] | 228 - TRASH RECEPTACLE
229 | - |  |  | SPARE NUMBER |  | 229 - SPARE NUMBER | [9 empty] | 229 - SPARE NUMBER | [29 empty] | 229 - SPARE NUMBER
230 | - |  |  | SPARE NUMBER |  | 230 - SPARE NUMBER | [9 empty] | 230 - SPARE NUMBER | [29 empty] | 230 - SPARE NUMBER
231 | - |  |  | SPARE NUMBER |  | 231 - SPARE NUMBER | [9 empty] | 231 - SPARE NUMBER | [29 empty] | 231 - SPARE NUMBER
232 | 1 |  |  | WALL CABINET | MILLWORK / BY GENERAL CONTRACTOR | 232 - WALL CABINET | Yes | [8 empty] | 232 - WALL CABINET | [29 empty] | 232 - WALL CABINET
233 | 1 |  |  | TRASH CHUTE | CUSTOM FABRICATION, PART OF ITEM #211 | 233 - TRASH CHUTE | [9 empty] | 233 - TRASH CHUTE | [29 empty] | 233 - TRASH CHUTE
234 | 1 | RUBBERMAID | FG354060GRAY | TRASH RECEPTACLE | SLIM JIM | 234 - TRASH RECEPTACLE | [9 empty] | 234 - TRASH RECEPTACLE | [29 empty] | 234 - TRASH RECEPTACLE
235 | - |  |  | SPARE NUMBER |  | 235 - SPARE NUMBER | [9 empty] | 235 - SPARE NUMBER | [29 empty] | 235 - SPARE NUMBER
236 | - |  |  | SPARE NUMBER |  | 236 - SPARE NUMBER | [9 empty] | 236 - SPARE NUMBER | [29 empty] | 236 - SPARE NUMBER
237 | - |  |  | SPARE NUMBER |  | 237 - SPARE NUMBER | [9 empty] | 237 - SPARE NUMBER | [29 empty] | 237 - SPARE NUMBER
238 | - |  |  | SPARE NUMBER |  | 238 - SPARE NUMBER | [9 empty] | 238 - SPARE NUMBER | [29 empty] | 238 - SPARE NUMBER
239 | - |  |  | SPARE NUMBER |  | 239 - SPARE NUMBER | [9 empty] | 239 - SPARE NUMBER | [29 empty] | 239 - SPARE NUMBER
240 | - |  |  | SPARE NUMBER |  | 240 - SPARE NUMBER | [9 empty] | 240 - SPARE NUMBER | [29 empty] | 240 - SPARE NUMBER
241 | - |  |  | SPARE NUMBER |  | 241 - SPARE NUMBER | [9 empty] | 241 - SPARE NUMBER | [29 empty] | 241 - SPARE NUMBER
242 | 1 |  |  | CUP DISPENSER | BY VENDOR | 242 - CUP DISPENSER | [9 empty] | 242 - CUP DISPENSER | [29 empty] | 242 - CUP DISPENSER
243 | 1 | BUNN | LCS-2 (34400.0001) | LIQUID COFFEE DISPENSER |  | 243 - LIQUID COFFEE DISPENSER | [9 empty] | 243 - LIQUID COFFEE DISPENSER |  | FROM #244 | 3/8" | 3/8" | [25 empty] | 243 - LIQUID COFFEE DISPENSER |  | 48" | 13.2A | 120/208V | 1PH |  | ●
244 | 1 | EVERPURE | EV9275-01 | WATER FILTRATION SYSTEM | FOR ITEM #243 & #248 | 244 - WATER FILTRATION SYSTEM | [9 empty] | 244 - WATER FILTRATION SYSTEM |  | 66" | 1/2" | 3/8" | [25 empty] | 244 - WATER FILTRATION SYSTEM
245 | - |  |  | SPARE NUMBER |  | 245 - SPARE NUMBER | [9 empty] | 245 - SPARE NUMBER | [29 empty] | 245 - SPARE NUMBER
246 | 1 |  |  | CUP DISPENSER | BY VENDOR | 246 - CUP DISPENSER | [9 empty] | 246 - CUP DISPENSER | [29 empty] | 246 - CUP DISPENSER
247 | 1 |  |  | SODA AND ICE DISPENSER | BY VENDOR | 247 - SODA AND ICE DISPENSER | Yes | [8 empty] | 247 - SODA AND ICE DISPENSER | Yes | [5 empty] | 3/4" | [22 empty] | 247 - SODA AND ICE DISPENSER | Yes | 48" | 20.0A | 120V | 1PH |  |  | ●
248 | 1 | SCOTSMAN | NH0922W-32 | ICE MACHINE | 900LB., WATER-COOLED, NUGGET ICE | 248 - ICE MACHINE |  | AS REQ'D | [5 empty] | 2100 | HEAT REMOVAL EXHAUST GRILLE | 248 - ICE MACHINE |  | FROM #244 | 3/8" | 3/8" |  |  | 3/4" | [6 empty] | 84" | 38" | 1/2" | [13 empty] | 248 - ICE MACHINE |  | 60" | 12.0A | 208V | 1PH |  | ●
249 | - |  |  | SPARE NUMBER |  | 249 - SPARE NUMBER | [9 empty] | 249 - SPARE NUMBER | [29 empty] | 249 - SPARE NUMBER
250 | - |  |  | SPARE NUMBER |  | 250 - SPARE NUMBER | [9 empty] | 250 - SPARE NUMBER | [29 empty] | 250 - SPARE NUMBER
251 | 1 |  |  | CUP DISPENSER | BY VENDOR | 251 - CUP DISPENSER | [9 empty] | 251 - CUP DISPENSER | [29 empty] | 251 - CUP DISPENSER
252 | - |  |  | SPARE NUMBER |  | 252 - SPARE NUMBER | [9 empty] | 252 - SPARE NUMBER | [29 empty] | 252 - SPARE NUMBER
253 | - |  |  | SPARE NUMBER |  | 253 - SPARE NUMBER | [9 empty] | 253 - SPARE NUMBER | [29 empty] | 253 - SPARE NUMBER
254 | - |  |  | SPARE NUMBER |  | 254 - SPARE NUMBER | [9 empty] | 254 - SPARE NUMBER | [29 empty] | 254 - SPARE NUMBER
255-300 | - |  |  | SPARE NUMBERS |  | 255-300 - SPARE NUMBERS | [9 empty] | 255-300 - SPARE NUMBERS | [29 empty] | 255-300 - SPARE NUMBERS
COFFEE BAR AREA
301 | 1 |  |  | SWING GATE | MILLWORK / BY GENERAL CONTRACTOR | 301 - SWING GATE | [9 empty] | 301 - SWING GATE | [29 empty] | 301 - SWING GATE
302 | 1 |  |  | BARISTA COUNTER | CUSTOM FABRICATION | 302 - BARISTA COUNTER | [9 empty] | 302 - BARISTA COUNTER | [29 empty] | 302 - BARISTA COUNTER | Yes
303 | 1 | STRUCTURAL CONCEPTS | NR6055RSV | REFRIGERATED DISPLAY CASE |  | 303 - REFRIGERATED DISPLAY CASE | [9 empty] | 303 - REFRIGERATED DISPLAY CASE | [29 empty] | 303 - REFRIGERATED DISPLAY CASE
304 | 1 | STRUCTURAL CONCEPT | NR3635DSV | AMBIENT GRAB-N-GO CASE |  | 304 - AMBIENT GRAB-N-GO CASE | [9 empty] | 304 - AMBIENT GRAB-N-GO CASE | [29 empty] | 304 - AMBIENT GRAB-N-GO CASE |  | 24" | 2.0A | 120V | 1PH |  |  | ●
305 | 1 |  |  | BARISTA COUNTER | CUSTOM FABRICATION | 305 - BARISTA COUNTER | [9 empty] | 305 - BARISTA COUNTER | [29 empty] | 305 - BARISTA COUNTER | Yes
306 | 1 | CONTINENTAL | D48N-U | UNDERCOUNTER REFRIGERATOR | MOBILE | 306 - UNDERCOUNTER REFRIGERATOR | [9 empty] | 306 - UNDERCOUNTER REFRIGERATOR | [29 empty] | 306 - UNDERCOUNTER REFRIGERATOR |  | 24" | 2.5A | 120V | 1PH |  |  | ●
307 | 1 |  |  | POS SYSTEM | BY OS&E | 307 - POS SYSTEM | [9 empty] | 307 - POS SYSTEM | [29 empty] | 307 - POS SYSTEM | Yes | 24" | 20.0A | 120V | 1PH | PROVIDE DATA OUTLET |  | ●
308 | 1 |  |  | POS PRINTER | BY OS&E | 308 - POS PRINTER | [9 empty] | 308 - POS PRINTER | [29 empty] | 308 - POS PRINTER | Yes | 24" | 5.0A | 120V | 1PH | PROVIDE DATA OUTLET |  | ●
309 | - |  |  | SPARE NUMBER |  | 309 - SPARE NUMBER | [9 empty] | 309 - SPARE NUMBER | [29 empty] | 309 - SPARE NUMBER
310 | - |  |  | SPARE NUMBER |  | 310 - SPARE NUMBER | [9 empty] | 310 - SPARE NUMBER | [29 empty] | 310 - SPARE NUMBER
311 | 1 |  |  | OPEN SHELVING | CUSTOM FABRICATION, PART OF ITEM #301 | 311 - OPEN SHELVING | [9 empty] | 311 - OPEN SHELVING | [29 empty] | 311 - OPEN SHELVING
312 | 1 |  |  | SURROUND | MILLWORK / BY GENERAL CONTRACTOR | 312 - SURROUND | [9 empty] | 312 - SURROUND | [29 empty] | 312 - SURROUND
313 | 1 | VITAMIX | 036019-ABAB | BLENDER | WITH DOME | 313 - BLENDER | [9 empty] | 313 - BLENDER | [29 empty] | 313 - BLENDER |  | 48" | 15.0A | 120V | 1PH |  |  | ●
314 | 1 |  |  | KNOCK BOX | CUSTOM FABRICATION, PART OF ITEM #301 | 314 - KNOCK BOX | [9 empty] | 314 - KNOCK BOX | [29 empty] | 314 - KNOCK BOX
315 | - |  |  | SPARE NUMBER |  | 315 - SPARE NUMBER | [9 empty] | 315 - SPARE NUMBER | [29 empty] | 315 - SPARE NUMBER
316 | 1 | RUBBERMAID | FG354060GRAY | TRASH RECEPTACLE | SLIM JIM | 316 - TRASH RECEPTACLE | [9 empty] | 316 - TRASH RECEPTACLE | [29 empty] | 316 - TRASH RECEPTACLE
317 | 2 |  |  | ESPRESSO SYRUP BOTTLE HOLDER | BY OS&E | 317 - ESPRESSO SYRUP BOTTLE HOLDER | [9 empty] | 317 - ESPRESSO SYRUP BOTTLE HOLDER | [29 empty] | 317 - ESPRESSO SYRUP BOTTLE HOLDER
318 | 1 | SCHAERER | COFFEE ART PLUS | ESPRESSO MACHINE |  | 318 - ESPRESSO MACHINE | [9 empty] | 318 - ESPRESSO MACHINE |  | 18" | 3/8" | 3/8" |  |  | 1-1/2" | [22 empty] | 318 - ESPRESSO MACHINE |  | 24" | 30.0A | 208V | 1PH |  |  | ●
319 | - |  |  | SPARE NUMBER |  | 319 - SPARE NUMBER | [9 empty] | 319 - SPARE NUMBER | [29 empty] | 319 - SPARE NUMBER
320 | - |  |  | SPARE NUMBER |  | 320 - SPARE NUMBER | [9 empty] | 320 - SPARE NUMBER | [29 empty] | 320 - SPARE NUMBER
321 | 1 | SCOTSMAN | UC2024MA-1 | ICE MAKER WITH BIN |  | 321 - ICE MAKER WITH BIN | [9 empty] | 321 - ICE MAKER WITH BIN | [29 empty] | 321 - ICE MAKER WITH BIN
322 | 1 | SCOTSMAN | AP1-P | WATER FILTRATION SYSTEM | FOR ITEM #310 | 322 - WATER FILTRATION SYSTEM | [9 empty] | 322 - WATER FILTRATION SYSTEM |  | 18" | 3/8" | 3/8" | [25 empty] | 322 - WATER FILTRATION SYSTEM
323 | 2 |  |  | CUP DISPENSER | BY VENDOR | 323 - CUP DISPENSER | [9 empty] | 323 - CUP DISPENSER | [29 empty] | 323 - CUP DISPENSER
324 | 1 | MICROMATIC | MDD23-E-AMER | PORTABLE COFFEE DISPENSER | MOBILE | 324 - PORTABLE COFFEE DISPENSER | [9 empty] | 324 - PORTABLE COFFEE DISPENSER | [29 empty] | 324 - PORTABLE COFFEE DISPENSER |  | 24" | 4.0A | 120V | 1PH |  |  | ●
325 | - |  |  | SPARE NUMBER |  | 325 - SPARE NUMBER | [9 empty] | 325 - SPARE NUMBER | [29 empty] | 325 - SPARE NUMBER
326 | 1 |  |  | BARISTA BACK COUNTER | CUSTOM FABRICATION | 326 - BARISTA BACK COUNTER | [9 empty] | 326 - BARISTA BACK COUNTER |  | 24" | 1/2" | 1/2" | 1/2" | 15 | 1-1/2" | [22 empty] | 326 - BARISTA BACK COUNTER | Yes | 48" | (2)20.0A | 120V | 1PH | CONVENIENCE OUTLETS |  | ●
327 | 1 | ADVANCE TABCO | 7-PS-42 | DROP-IN HAND SINK | WITH SOAP & TOWEL DISPENSER | 327 - DROP-IN HAND SINK | [9 empty] | 327 - DROP-IN HAND SINK | Yes | 18" | 1/2" | 1/2" | 1/2" | 5 |  | 1-1/2" | 24" | [20 empty] | 327 - DROP-IN HAND SINK
328 | 1 |  |  | TRASH CHUTE | CUSTOM FABRICATION, PART OF ITEM #327 | 328 - TRASH CHUTE | [9 empty] | 328 - TRASH CHUTE | [29 empty] | 328 - TRASH CHUTE
329 | - |  |  | SPARE NUMBER |  | 329 - SPARE NUMBER | [9 empty] | 329 - SPARE NUMBER | [29 empty] | 329 - SPARE NUMBER
330 | - |  |  | SPARE NUMBER |  | 330 - SPARE NUMBER | [9 empty] | 330 - SPARE NUMBER | [29 empty] | 330 - SPARE NUMBER
331 | 1 | RUBBERMAID | FG354060GRAY | TRASH RECEPTACLE | SLIM JIM | 331 - TRASH RECEPTACLE | [9 empty] | 331 - TRASH RECEPTACLE | [29 empty] | 331 - TRASH RECEPTACLE
332 | 1 | BUNN | 35600.002 | COFFEE GRINDER |  | 332 - COFFEE GRINDER | [9 empty] | 332 - COFFEE GRINDER | [29 empty] | 332 - COFFEE GRINDER |  | 48" | 15.0A | 120V | 1PH |  |  | ●
333 | 1 |  |  | COFFEE BREWER | BY VENDOR | 333 - COFFEE BREWER | [9 empty] | 333 - COFFEE BREWER | Yes | 48" | 1/4" | 1/4" | [25 empty] | 333 - COFFEE BREWER | Yes | 48" | 28.3A | 120/208V | 1PH |  | ●
334 | 1 | CONTINENTAL | D48N-U | UNDERCOUNTER REFRIGERATOR | MOBILE | 334 - UNDERCOUNTER REFRIGERATOR | [9 empty] | 334 - UNDERCOUNTER REFRIGERATOR | [29 empty] | 334 - UNDERCOUNTER REFRIGERATOR |  | 24" | 2.5A | 120V | 1PH |  |  | ●
335 | - |  |  | SPARE NUMBER |  | 335 - SPARE NUMBER | [9 empty] | 335 - SPARE NUMBER | [29 empty] | 335 - SPARE NUMBER
336 | 1 | TURBOCHEF | BULLET | RAPID COOK OVEN |  | 336 - RAPID COOK OVEN | [9 empty] | 336 - RAPID COOK OVEN | [29 empty] | 336 - RAPID COOK OVEN |  | 48" | 16.8A | 208V | 1PH |  |  | ●
337 | 1 |  |  | CONDIMENT COUNTER | CUSTOM FABRICATION | 337 - CONDIMENT COUNTER | [9 empty] | 337 - CONDIMENT COUNTER | [29 empty] | 337 - CONDIMENT COUNTER | Yes | 48" | (2)20.0A | 120V | 1PH | CONVENIENCE OUTLETS |  | ●
338 | 1 |  |  | TRASH CHUTE | CUSTOM FABRICATION, PART OF ITEM #353 | 338 - TRASH CHUTE | [9 empty] | 338 - TRASH CHUTE | [29 empty] | 338 - TRASH CHUTE
339 | - |  |  | SPARE NUMBER |  | 339 - SPARE NUMBER | [9 empty] | 339 - SPARE NUMBER | [29 empty] | 339 - SPARE NUMBER
340 | - |  |  | SPARE NUMBER |  | 340 - SPARE NUMBER | [9 empty] | 340 - SPARE NUMBER | [29 empty] | 340 - SPARE NUMBER
341 | 1 | RUBBERMAID | FG354060GRAY | TRASH RECEPTACLE | SLIM JIM | 341 - TRASH RECEPTACLE | [9 empty] | 341 - TRASH RECEPTACLE | [29 empty] | 341 - TRASH RECEPTACLE
342 | 1 |  |  | NAPKIN DISPENSER | BY OS&E | 342 - NAPKIN DISPENSER | [9 empty] | 342 - NAPKIN DISPENSER | [29 empty] | 342 - NAPKIN DISPENSER
343 | 1 |  |  | UTENSIL DISPENSER | BY OS&E | 343 - UTENSIL DISPENSER | [9 empty] | 343 - UTENSIL DISPENSER | [29 empty] | 343 - UTENSIL DISPENSER
344 | 2 |  |  | CONDIMENT DISPENSER | BY OS&E | 344 - CONDIMENT DISPENSER | [9 empty] | 344 - CONDIMENT DISPENSER | [29 empty] | 344 - CONDIMENT DISPENSER
345 | - |  |  | SPARE NUMBER |  | 345 - SPARE NUMBER | [9 empty] | 345 - SPARE NUMBER | [29 empty] | 345 - SPARE NUMBER
346 | 1 |  |  | TRASH CHUTE | CUSTOM FABRICATION, PART OF ITEM #353 | 346 - TRASH CHUTE | [9 empty] | 346 - TRASH CHUTE | [29 empty] | 346 - TRASH CHUTE
347 | 1 | RUBBERMAID | FG354060GRAY | TRASH RECEPTACLE | SLIM JIM | 347 - TRASH RECEPTACLE | [9 empty] | 347 - TRASH RECEPTACLE | [29 empty] | 347 - TRASH RECEPTACLE
348 | - |  |  | SPARE NUMBER |  | 348 - SPARE NUMBER | [9 empty] | 348 - SPARE NUMBER | [29 empty] | 348 - SPARE NUMBER
349 | - |  |  | SPARE NUMBER |  | 349 - SPARE NUMBER | [9 empty] | 349 - SPARE NUMBER | [29 empty] | 349 - SPARE NUMBER
350 | - |  |  | SPARE NUMBER |  | 350 - SPARE NUMBER | [9 empty] | 350 - SPARE NUMBER | [29 empty] | 350 - SPARE NUMBER
351 | 1 | METRO | CHROME | DRY STORAGE SHELVING | FIXED, FIVE TIER | 351 - DRY STORAGE SHELVING | [9 empty] | 351 - DRY STORAGE SHELVING | [29 empty] | 351 - DRY STORAGE SHELVING
352 | 1 | RUBBERMAID | FG354060GRAY | TRASH RECEPTACLE | SLIM JIM | 352 - TRASH RECEPTACLE | [9 empty] | 352 - TRASH RECEPTACLE | [29 empty] | 352 - TRASH RECEPTACLE
353 | 1 | ADVANCE TABCO | 7-PS-68 | HAND SINK | WITH VENDOR PROVIDED SOAP & TOWEL DISPENSER, EXISTING TO REMAIN | 353 - HAND SINK | Yes | [8 empty] | 353 - HAND SINK | Yes | 18" | 1/2" | 1/2" | 1/2" | 5 |  | 1-1/2" | 24" | [20 empty] | 353 - HAND SINK
354 | 1 |  |  | WORK COUNTER WITH SINK | CUSTOM FABRICATION | 354 - WORK COUNTER WITH SINK | [9 empty] | 354 - WORK COUNTER WITH SINK |  | 24" | 1/2" | 1/2" | 1/2" | 15 | 1-1/2" | [22 empty] | 354 - WORK COUNTER WITH SINK | Yes | 48" | 20.0A | 120V | 1PH | CONVENIENCE OUTLETS |  | ●
355 | - |  |  | SPARE NUMBER |  | 355 - SPARE NUMBER | [9 empty] | 355 - SPARE NUMBER | [29 empty] | 355 - SPARE NUMBER
356 | 1 | CONTINENTAL | 1RN | REACH-IN REFRIGERATION | MOBILE | 356 - REACH-IN REFRIGERATION | [9 empty] | 356 - REACH-IN REFRIGERATION | [29 empty] | 356 - REACH-IN REFRIGERATION |  | 84" | 5.5A | 120V | 1PH |  |  | ●
357 | 1 | CONTINENTAL | 2FN | REACH-IN FREEZER | MOBILE | 357 - REACH-IN FREEZER | [9 empty] | 357 - REACH-IN FREEZER | [29 empty] | 357 - REACH-IN FREEZER |  | 84" | 9.8A | 120V | 1PH |  |  | ●
358 | - |  |  | SPARE NUMBER |  | 358 - SPARE NUMBER | [9 empty] | 358 - SPARE NUMBER | [29 empty] | 358 - SPARE NUMBER
359 | - |  |  | SPARE NUMBER |  | 359 - SPARE NUMBER | [9 empty] | 359 - SPARE NUMBER | [29 empty] | 359 - SPARE NUMBER
360 | - |  |  | SPARE NUMBER |  | 360 - SPARE NUMBER | [9 empty] | 360 - SPARE NUMBER | [29 empty] | 360 - SPARE NUMBER
361 | 2 | STRUCTURAL CONCEPTS | B3632 | REFRIGERATED GRAB-N-GO | SELF CONTAINED | 361 - REFRIGERATED GRAB-N-GO | [9 empty] | 361 - REFRIGERATED GRAB-N-GO | [29 empty] | 361 - REFRIGERATED GRAB-N-GO |  | 12" | 16.0A | 120V | 1PH |  | ●
362 | 1 |  |  | MILLWORK SURROUND | MILLWORK / BY GENERAL CONTRACTOR | 362 - MILLWORK SURROUND | [9 empty] | 362 - MILLWORK SURROUND | [29 empty] | 362 - MILLWORK SURROUND
363 | - |  |  | SPARE NUMBER |  | 363 - SPARE NUMBER | [9 empty] | 363 - SPARE NUMBER | [29 empty] | 363 - SPARE NUMBER
364 | - |  |  | SPARE NUMBER |  | 364 - SPARE NUMBER | [9 empty] | 364 - SPARE NUMBER | [29 empty] | 364 - SPARE NUMBER
365-400 | - |  |  | SPARE NUMBERS |  | 365-400 - SPARE NUMBERS | [9 empty] | 365-400 - SPARE NUMBERS | [29 empty] | 365-400 - SPARE NUMBERS
MAIN BAR AREA
401 | 1 |  |  | BAR TOP AND DIE | MILLWORK / BY GENERAL CONTRACTOR | 401 - BAR TOP AND DIE | [9 empty] | 401 - BAR TOP AND DIE | [29 empty] | 401 - BAR TOP AND DIE
402 | 1 | PERLICK | HB24FS-SD-STK | UNDERCOUNTER FREEZER | WITH DRAWERS | 402 - UNDERCOUNTER FREEZER | [9 empty] | 402 - UNDERCOUNTER FREEZER | [29 empty] | 402 - UNDERCOUNTER FREEZER |  | 24" | 2.4A | 120V | 1PH |  |  | ●
403 | 1 |  |  | POS PRINTER | BY OS&E | 403 - POS PRINTER | [9 empty] | 403 - POS PRINTER | [29 empty] | 403 - POS PRINTER | Yes | 40" | 5.0A | 120V | 1PH | PROVIDE DATA OUTLET |  | ●
404 | 1 |  |  | SODA GUN | BY VENDOR, CONNECTED TO ITEM #406 | 404 - SODA GUN | [9 empty] | 404 - SODA GUN | [29 empty] | 404 - SODA GUN
405 | - |  |  | SPARE NUMBER |  | 405 - SPARE NUMBER | [9 empty] | 405 - SPARE NUMBER | [29 empty] | 405 - SPARE NUMBER
406 | 1 | PERLICK | TS6SGB | SODA GUN HOLDER |  | 406 - SODA GUN HOLDER | [9 empty] | 406 - SODA GUN HOLDER | [29 empty] | 406 - SODA GUN HOLDER
407 | 1 | PERLICK | SR-S36A | SPEED RAIL |  | 407 - SPEED RAIL | [9 empty] | 407 - SPEED RAIL | [29 empty] | 407 - SPEED RAIL
408 | 1 | PERLICK | TS30IC10 | COCKTAIL STATION |  | 408 - COCKTAIL STATION | [9 empty] | 408 - COCKTAIL STATION | [6 empty] | 1 1/2" | [22 empty] | 408 - COCKTAIL STATION
409 | - |  |  | SPARE NUMBER |  | 409 - SPARE NUMBER | [9 empty] | 409 - SPARE NUMBER | [29 empty] | 409 - SPARE NUMBER
410 | - |  |  | SPARE NUMBER |  | 410 - SPARE NUMBER | [9 empty] | 410 - SPARE NUMBER | [29 empty] | 410 - SPARE NUMBER
411 | 1 | PERLICK | TSF12PS-SR | DUMP SINK | WITH RINSER | 411 - DUMP SINK | [9 empty] | 411 - DUMP SINK |  | 18" | 1/2" | 1/2" | 1/2" | 5 | 1-1/2" | [22 empty] | 411 - DUMP SINK
412 | 1 | PERLICK | BC24 | BOTTLE COOLER | EXISTING TO BE RELOCATED | 412 - BOTTLE COOLER | [9 empty] | 412 - BOTTLE COOLER | [29 empty] | 412 - BOTTLE COOLER |  | 24" | 3.2A | 120V | 1PH |  |  | ●
413 | 1 | PERLICK | TSF18POS | POS CABINET | EXISTING TO BE RELOCATED | 413 - POS CABINET | [9 empty] | 413 - POS CABINET | [29 empty] | 413 - POS CABINET
414 | 1 |  |  | POS SYSTEM | BY OS&E, EXISTING TO BE RELOCATED | 414 - POS SYSTEM | [9 empty] | 414 - POS SYSTEM | [29 empty] | 414 - POS SYSTEM | Yes | 24" | 20.0A | 120V | 1PH | PROVIDE DATA OUTLET |  | ●
415 | 1 |  |  | COUNTERFEIT CURRENCY DETECTOR | BY VENDOR | 415 - COUNTERFEIT CURRENCY DETECTOR | [9 empty] | 415 - COUNTERFEIT CURRENCY DETECTOR | [29 empty] | 415 - COUNTERFEIT CURRENCY DETECTOR |  | 24" | 1.0A | 120V | 1PH | PROVIDE DATA OUTLET |  | ●
416 | 1 |  |  | POS PRINTER | BY OS&E, EXISTING TO BE RELOCATED | 416 - POS PRINTER | [9 empty] | 416 - POS PRINTER | [29 empty] | 416 - POS PRINTER | Yes | 24" | 5.0A | 120V | 1PH | PROVIDE DATA OUTLET |  | ●
417 | 1 | PERLICK | TS12LS | BOTTLE DISPLAY | EXISTING TO BE RELOCATED | 417 - BOTTLE DISPLAY | [9 empty] | 417 - BOTTLE DISPLAY | [29 empty] | 417 - BOTTLE DISPLAY
418 | 1 | PERLICK |  | SODA GUN | CONNECTED TO ITEM #421, EXISTING TO BE RELOCATED | 418 - SODA GUN | [9 empty] | 418 - SODA GUN | [29 empty] | 418 - SODA GUN
419 | - |  |  | SPARE NUMBER |  | 419 - SPARE NUMBER | [9 empty] | 419 - SPARE NUMBER | [29 empty] | 419 - SPARE NUMBER
420 | - |  |  | SPARE NUMBER |  | 420 - SPARE NUMBER | [9 empty] | 420 - SPARE NUMBER | [29 empty] | 420 - SPARE NUMBER
421 | 1 | PERLICK | TS6SGB | SODA GUN HOLDER | EXISTING TO BE RELOCATED | 421 - SODA GUN HOLDER | [9 empty] | 421 - SODA GUN HOLDER | [29 empty] | 421 - SODA GUN HOLDER
422 | 1 | PERLICK | SR-S36A | SPEED RAIL | EXISTING TO BE RELOCATED | 422 - SPEED RAIL | [9 empty] | 422 - SPEED RAIL | [29 empty] | 422 - SPEED RAIL
423 | 1 | PERLICK | TS30IC10 | COCKTAIL STATION | EXISTING TO BE RELOCATED | 423 - COCKTAIL STATION | [9 empty] | 423 - COCKTAIL STATION | [6 empty] | 1 1/2" | [22 empty] | 423 - COCKTAIL STATION
424 | 1 | PERLICK | TSF12BTB | TRASH UNIT | EXISTING TO BE RELOCATED | 424 - TRASH UNIT | [9 empty] | 424 - TRASH UNIT | [29 empty] | 424 - TRASH UNIT
425 | - |  |  | SPARE NUMBER |  | 425 - SPARE NUMBER | [9 empty] | 425 - SPARE NUMBER | [29 empty] | 425 - SPARE NUMBER
426 | 1 | PERLICK | TSF12PS-SR | DUMP SINK | WITH RINSER, EXISTING TO BE RELOCATED | 426 - DUMP SINK | [9 empty] | 426 - DUMP SINK |  | 18" | 1/2" | 1/2" | 1/2" | 5 | 1-1/2" | [22 empty] | 426 - DUMP SINK
427 | 1 | PERLICK | CUSTOM | CORNER DRAINBOARD | CUSTOM DESIGN | 427 - CORNER DRAINBOARD | [9 empty] | 427 - CORNER DRAINBOARD | [6 empty] | 1" | [22 empty] | 427 - CORNER DRAINBOARD
428 | 1 | PERLICK | HB24FS-SD-STK | UNDERCOUNTER FREEZER | WITH DRAWERS | 428 - UNDERCOUNTER FREEZER | [9 empty] | 428 - UNDERCOUNTER FREEZER | [29 empty] | 428 - UNDERCOUNTER FREEZER |  | 24" | 2.4A | 120V | 1PH |  |  | ●
429 | - |  |  | SPARE NUMBER |  | 429 - SPARE NUMBER | [9 empty] | 429 - SPARE NUMBER | [29 empty] | 429 - SPARE NUMBER
430 | - |  |  | SPARE NUMBER |  | 430 - SPARE NUMBER | [9 empty] | 430 - SPARE NUMBER | [29 empty] | 430 - SPARE NUMBER
431 | 1 | PERLICK | CUSTOM | FILLER SECTION | CUSTOM DESIGN | 431 - FILLER SECTION | [9 empty] | 431 - FILLER SECTION | [29 empty] | 431 - FILLER SECTION
432 | 1 | PERLICK | TSF18POS | POS CABINET | EXISTING TO BE RELOCATED | 432 - POS CABINET | [9 empty] | 432 - POS CABINET | [29 empty] | 432 - POS CABINET
433 | 1 |  |  | POS SYSTEM | BY OS&E, EXISTING TO BE RELOCATED | 433 - POS SYSTEM | [9 empty] | 433 - POS SYSTEM | [29 empty] | 433 - POS SYSTEM | Yes | 24" | 20.0A | 120V | 1PH | PROVIDE DATA OUTLET |  | ●
434 | 1 |  |  | POS PRINTER | BY OS&E, EXISTING TO BE RELOCATED | 434 - POS PRINTER | [9 empty] | 434 - POS PRINTER | [29 empty] | 434 - POS PRINTER | Yes | 24" | 5.0A | 120V | 1PH | PROVIDE DATA OUTLET |  | ●
435 | 1 |  |  | COUNTERFEIT CURRENCY DETECTOR | BY VENDOR | 435 - COUNTERFEIT CURRENCY DETECTOR | [9 empty] | 435 - COUNTERFEIT CURRENCY DETECTOR | [29 empty] | 435 - COUNTERFEIT CURRENCY DETECTOR |  | 24" | 1.0A | 120V | 1PH | PROVIDE DATA OUTLET |  | ●
436 | 1 | PERLICK | CUSTOM | FILLER SECTION | CUSTOM DESIGN | 436 - FILLER SECTION | [9 empty] | 436 - FILLER SECTION | [29 empty] | 436 - FILLER SECTION
437 | 1 | PERLICK | TS12LS | BOTTLE DISPLAY | EXISTING TO BE RELOCATED | 437 - BOTTLE DISPLAY | [9 empty] | 437 - BOTTLE DISPLAY | [29 empty] | 437 - BOTTLE DISPLAY
438 | 1 | PERLICK | CUSTOM | FILLER SECTION | CUSTOM DESIGN | 438 - FILLER SECTION | [9 empty] | 438 - FILLER SECTION | [29 empty] | 438 - FILLER SECTION
439 | - |  |  | SPARE NUMBER |  | 439 - SPARE NUMBER | [9 empty] | 439 - SPARE NUMBER | [29 empty] | 439 - SPARE NUMBER
440 | - |  |  | SPARE NUMBER |  | 440 - SPARE NUMBER | [9 empty] | 440 - SPARE NUMBER | [29 empty] | 440 - SPARE NUMBER
441 | 1 | PERLICK |  | SODA GUN | CONNECTED TO ITEM #442, EXISTING TO BE RELOCATED | 441 - SODA GUN | [9 empty] | 441 - SODA GUN | [29 empty] | 441 - SODA GUN
442 | 1 | PERLICK | TS6SGB | SODA GUN HOLDER | EXISTING TO BE RELOCATED | 442 - SODA GUN HOLDER | [9 empty] | 442 - SODA GUN HOLDER | [29 empty] | 442 - SODA GUN HOLDER
443 | 1 | PERLICK | SR-S36A | SPEED RAIL | EXISTING TO BE RELOCATED | 443 - SPEED RAIL | [9 empty] | 443 - SPEED RAIL | [29 empty] | 443 - SPEED RAIL
444 | 1 | PERLICK | TS30IC10 | COCKTAIL STATION | EXISTING TO BE RELOCATED | 444 - COCKTAIL STATION | [9 empty] | 444 - COCKTAIL STATION | [6 empty] | 1 1/2" | [22 empty] | 444 - COCKTAIL STATION
445 | - |  |  | SPARE NUMBER |  | 445 - SPARE NUMBER | [9 empty] | 445 - SPARE NUMBER | [29 empty] | 445 - SPARE NUMBER
446 | 1 | PERLICK | CUSTOM | FILLER SECTION | CUSTOM DESIGN | 446 - FILLER SECTION | [9 empty] | 446 - FILLER SECTION | [29 empty] | 446 - FILLER SECTION
447 | 1 | PERLICK | TSF12BTB | TRASH UNIT | EXISTING TO BE RELOCATED | 447 - TRASH UNIT | [9 empty] | 447 - TRASH UNIT | [29 empty] | 447 - TRASH UNIT
448 | 1 | PERLICK | CUSTOM | FILLER SECTION | CUSTOM DESIGN | 448 - FILLER SECTION | [9 empty] | 448 - FILLER SECTION | [29 empty] | 448 - FILLER SECTION
449 | - |  |  | SPARE NUMBER |  | 449 - SPARE NUMBER | [9 empty] | 449 - SPARE NUMBER | [29 empty] | 449 - SPARE NUMBER
450 | - |  |  | SPARE NUMBER |  | 450 - SPARE NUMBER | [9 empty] | 450 - SPARE NUMBER | [29 empty] | 450 - SPARE NUMBER
451 | 1 | PERLICK | TSF12PS-SR | DUMP SINK | WITH RINSER | 451 - DUMP SINK | [9 empty] | 451 - DUMP SINK |  | 18" | 1/2" | 1/2" | 1/2" | 5 | 1-1/2" | [22 empty] | 451 - DUMP SINK
452 | 1 | PERLICK | CUSTOM | FILLER SECTION | CUSTOM DESIGN | 452 - FILLER SECTION | [9 empty] | 452 - FILLER SECTION | [29 empty] | 452 - FILLER SECTION
453 | 1 | PERLICK | 7055A-D | DRAINBOARD | WITH GLASS RACK, EXISTING TO BE RELOCATED | 453 - DRAINBOARD | [9 empty] | 453 - DRAINBOARD | [6 empty] | 1" | [22 empty] | 453 - DRAINBOARD
454 | 1 | PERLICK | CUSTOM | CORNER DRAINBOARD | CUSTOM DESIGN | 454 - CORNER DRAINBOARD | [9 empty] | 454 - CORNER DRAINBOARD | [6 empty] | 1" | [22 empty] | 454 - CORNER DRAINBOARD
455 | - |  |  | SPARE NUMBER |  | 455 - SPARE NUMBER | [9 empty] | 455 - SPARE NUMBER | [29 empty] | 455 - SPARE NUMBER
456 | 1 | PERLICK | PKHT24 | GLASSWASHER | 180°F, EXISTING TO BE RELOCATED | 456 - GLASSWASHER | [9 empty] | 456 - GLASSWASHER |  | 18" | 1/2" |  | 1/2" | 18 | 1" | 1" | [21 empty] | 456 - GLASSWASHER |  | 12" | 33.0A | 208V | 1PH |  | ●
457 | 1 | PERLICK | TS12SC | DRAINBOARD WITH STORAGE CABINET |  | 457 - DRAINBOARD WITH STORAGE CABINET | [9 empty] | 457 - DRAINBOARD WITH STORAGE CABINET | [6 empty] | 1" | [22 empty] | 457 - DRAINBOARD WITH STORAGE CABINET
458 | 1 | PERLICK | TS12HSN | HAND SINK | WITH SOAP & TOWEL DISPENSER, EXISTING TO BE RELOCATED | 458 - HAND SINK | [9 empty] | 458 - HAND SINK |  | 18" | 1/2" | 1/2" | 1/2" | 5 |  | 1-1/2" | 24" | [20 empty] | 458 - HAND SINK
459 | - |  |  | SPARE NUMBER |  | 459 - SPARE NUMBER | [9 empty] | 459 - SPARE NUMBER | [29 empty] | 459 - SPARE NUMBER
460 | - |  |  | SPARE NUMBER |  | 460 - SPARE NUMBER | [9 empty] | 460 - SPARE NUMBER | [29 empty] | 460 - SPARE NUMBER
461 | 1 | PERLICK | TSF12BTB | TRASH UNIT | EXISTING TO BE RELOCATED | 461 - TRASH UNIT | [9 empty] | 461 - TRASH UNIT | [29 empty] | 461 - TRASH UNIT
462 | 1 | PERLICK | TSF18POS | POS CABINET | EXISTING TO BE RELOCATED | 462 - POS CABINET | [9 empty] | 462 - POS CABINET | [29 empty] | 462 - POS CABINET
463 | 1 |  |  | POS SYSTEM | BY OS&E, EXISTING TO BE RELOCATED | 463 - POS SYSTEM | [9 empty] | 463 - POS SYSTEM | [29 empty] | 463 - POS SYSTEM | Yes | 24" | 20.0A | 120V | 1PH | PROVIDE DATA OUTLET |  | ●
464 | 1 |  |  | POS PRINTER | BY OS&E, EXISTING TO BE RELOCATED | 464 - POS PRINTER | [9 empty] | 464 - POS PRINTER | [29 empty] | 464 - POS PRINTER | Yes | 24" | 5.0A | 120V | 1PH | PROVIDE DATA OUTLET |  | ●
465 | 1 |  |  | COUNTERFEIT CURRENCY DETECTOR | BY VENDOR | 465 - COUNTERFEIT CURRENCY DETECTOR | [9 empty] | 465 - COUNTERFEIT CURRENCY DETECTOR | [29 empty] | 465 - COUNTERFEIT CURRENCY DETECTOR |  | 24" | 1.0A | 120V | 1PH | PROVIDE DATA OUTLET |  | ●
466 | 1 | PERLICK | TS12LS | BOTTLE DISPLAY |  | 466 - BOTTLE DISPLAY | [9 empty] | 466 - BOTTLE DISPLAY | [29 empty] | 466 - BOTTLE DISPLAY
467 | 1 | PERLICK | TS6SGB | SODA GUN HOLDER | EXISTING TO BE RELOCATED | 467 - SODA GUN HOLDER | [9 empty] | 467 - SODA GUN HOLDER | [29 empty] | 467 - SODA GUN HOLDER
468 | 1 | PERLICK |  | SODA GUN | CONNECTED TO ITEM #467, EXISTING TO BE RELOCATED | 468 - SODA GUN | [9 empty] | 468 - SODA GUN | [29 empty] | 468 - SODA GUN
469 | - |  |  | SPARE NUMBER |  | 469 - SPARE NUMBER | [9 empty] | 469 - SPARE NUMBER | [29 empty] | 469 - SPARE NUMBER
470 | - |  |  | SPARE NUMBER |  | 470 - SPARE NUMBER | [9 empty] | 470 - SPARE NUMBER | [29 empty] | 470 - SPARE NUMBER
471 | 1 | PERLICK | SR-S36A | SPEED RAIL | EXISTING TO BE RELOCATED | 471 - SPEED RAIL | [9 empty] | 471 - SPEED RAIL | [29 empty] | 471 - SPEED RAIL
472 | 1 | PERLICK | TS30IC10 | COCKTAIL STATION | EXISTING TO BE RELOCATED | 472 - COCKTAIL STATION | [9 empty] | 472 - COCKTAIL STATION | [6 empty] | 1 1/2" | [22 empty] | 472 - COCKTAIL STATION
473 | 1 | PERLICK | TSF12BTB | TRASH UNIT | EXISTING TO BE RELOCATED | 473 - TRASH UNIT | [9 empty] | 473 - TRASH UNIT | [29 empty] | 473 - TRASH UNIT
474 | 1 | PERLICK | TSF12PS-SR | DUMP SINK | WITH RINSER | 474 - DUMP SINK | [9 empty] | 474 - DUMP SINK |  | 18" | 1/2" | 1/2" | 1/2" | 5 | 1-1/2" | [22 empty] | 474 - DUMP SINK
475 | - |  |  | SPARE NUMBER |  | 475 - SPARE NUMBER | [9 empty] | 475 - SPARE NUMBER | [29 empty] | 475 - SPARE NUMBER
476 | 1 | PERLICK | BC24 | BOTTLE COOLER | EXISTING TO BE RELOCATED | 476 - BOTTLE COOLER | [9 empty] | 476 - BOTTLE COOLER | [29 empty] | 476 - BOTTLE COOLER |  | 24" | 3.2A | 120V | 1PH |  |  | ●
477 | 1 | PERLICK | 7055A-D | DRAINBOARD | WITH GLASS RACK, EXISTING TO BE RELOCATED | 477 - DRAINBOARD | [9 empty] | 477 - DRAINBOARD | [6 empty] | 1" | [22 empty] | 477 - DRAINBOARD
478 | 1 | PERLICK | PKHT24 | GLASSWASHER | 180°F RINSE | 478 - GLASSWASHER | [9 empty] | 478 - GLASSWASHER |  | 18" | 1/2" |  | 1/2" | 18 | 1" | 1" | [21 empty] | 478 - GLASSWASHER |  | 12" | 33.0A | 208V | 1PH |  | ●
479 | - |  |  | SPARE NUMBER |  | 479 - SPARE NUMBER | [9 empty] | 479 - SPARE NUMBER | [29 empty] | 479 - SPARE NUMBER
480 | - |  |  | SPARE NUMBER |  | 480 - SPARE NUMBER | [9 empty] | 480 - SPARE NUMBER | [29 empty] | 480 - SPARE NUMBER
481 | 1 | PERLICK | TS12SC | DRAINBOARD WITH STORAGE CABINET |  | 481 - DRAINBOARD WITH STORAGE CABINET | [9 empty] | 481 - DRAINBOARD WITH STORAGE CABINET | [6 empty] | 1" | [22 empty] | 481 - DRAINBOARD WITH STORAGE CABINET
482 | 1 | PERLICK | CUSTOM | CORNER DRAINBOARD | CUSTOM DESIGN | 482 - CORNER DRAINBOARD | [9 empty] | 482 - CORNER DRAINBOARD | [6 empty] | 1" | [22 empty] | 482 - CORNER DRAINBOARD
483 | 1 | PERLICK | BC24 | BOTTLE COOLER | EXISTING TO BE RELOCATED | 483 - BOTTLE COOLER | [9 empty] | 483 - BOTTLE COOLER | [29 empty] | 483 - BOTTLE COOLER |  | 24" | 3.2A | 120V | 1PH |  |  | ●
484 | 1 | PERLICK | CUSTOM | FILLER SECTION | CUSTOM DESIGN | 484 - FILLER SECTION | [9 empty] | 484 - FILLER SECTION | [29 empty] | 484 - FILLER SECTION
485 | - |  |  | SPARE NUMBER |  | 485 - SPARE NUMBER | [9 empty] | 485 - SPARE NUMBER | [29 empty] | 485 - SPARE NUMBER
486 | 1 | PERLICK | TSF18POS | POS CABINET |  | 486 - POS CABINET | [9 empty] | 486 - POS CABINET | [29 empty] | 486 - POS CABINET
487 | 1 |  |  | POS SYSTEM | BY OS&E | 487 - POS SYSTEM | [9 empty] | 487 - POS SYSTEM | [29 empty] | 487 - POS SYSTEM | Yes | 24" | 20.0A | 120V | 1PH | PROVIDE DATA OUTLET |  | ●
488 | 1 |  |  | POS PRINTER | BY OS&E | 488 - POS PRINTER | [9 empty] | 488 - POS PRINTER | [29 empty] | 488 - POS PRINTER | Yes | 24" | 5.0A | 120V | 1PH | PROVIDE DATA OUTLET |  | ●
489 | 1 |  |  | COUNTERFEIT CURRENCY DETECTOR | BY VENDOR | 489 - COUNTERFEIT CURRENCY DETECTOR | [9 empty] | 489 - COUNTERFEIT CURRENCY DETECTOR | [29 empty] | 489 - COUNTERFEIT CURRENCY DETECTOR |  | 24" | 1.0A | 120V | 1PH | PROVIDE DATA OUTLET |  | ●
490 | - |  |  | SPARE NUMBER |  | 490 - SPARE NUMBER | [9 empty] | 490 - SPARE NUMBER | [29 empty] | 490 - SPARE NUMBER
491 | 1 | PERLICK | CUSTOM | FILLER SECTION | CUSTOM DESIGN | 491 - FILLER SECTION | [9 empty] | 491 - FILLER SECTION | [29 empty] | 491 - FILLER SECTION
492 | 1 | PERLICK | TS12LS | BOTTLE DISPLAY |  | 492 - BOTTLE DISPLAY | [9 empty] | 492 - BOTTLE DISPLAY | [29 empty] | 492 - BOTTLE DISPLAY
493 | 1 | PERLICK | CUSTOM | FILLER SECTION | CUSTOM DESIGN | 493 - FILLER SECTION | [9 empty] | 493 - FILLER SECTION | [29 empty] | 493 - FILLER SECTION
494 | 1 | PERLICK | TS6SGB | SODA GUN HOLDER |  | 494 - SODA GUN HOLDER | [9 empty] | 494 - SODA GUN HOLDER | [29 empty] | 494 - SODA GUN HOLDER
495 | - |  |  | SPARE NUMBER |  | 495 - SPARE NUMBER | [9 empty] | 495 - SPARE NUMBER | [29 empty] | 495 - SPARE NUMBER
496 | 1 | PERLICK |  | SODA GUN | CONNECTED TO ITEM #494 | 496 - SODA GUN | [9 empty] | 496 - SODA GUN | [29 empty] | 496 - SODA GUN
497 | 1 | PERLICK | SR-S36A | SPEED RAIL |  | 497 - SPEED RAIL | [9 empty] | 497 - SPEED RAIL | [29 empty] | 497 - SPEED RAIL
498 | 1 | PERLICK | TS30IC10 | COCKTAIL STATION |  | 498 - COCKTAIL STATION | [9 empty] | 498 - COCKTAIL STATION | [6 empty] | 1 1/2" | [22 empty] | 498 - COCKTAIL STATION
499 | - |  |  | SPARE NUMBER |  | 499 - SPARE NUMBER | [9 empty] | 499 - SPARE NUMBER | [29 empty] | 499 - SPARE NUMBER
500 | - |  |  | SPARE NUMBER |  | 500 - SPARE NUMBER | [9 empty] | 500 - SPARE NUMBER | [29 empty] | 500 - SPARE NUMBER
501 | 1 | PERLICK | CUSTOM | FILLER SECTION | CUSTOM DESIGN | 501 - FILLER SECTION | [9 empty] | 501 - FILLER SECTION | [29 empty] | 501 - FILLER SECTION
502 | 1 | PERLICK | TSF12PS-SR | DUMP SINK | WITH RINSER | 502 - DUMP SINK | [9 empty] | 502 - DUMP SINK |  | 18" | 1/2" | 1/2" | 1/2" | 5 | 1-1/2" | [22 empty] | 502 - DUMP SINK
503 | 1 | PERLICK | CUSTOM | FILLER SECTION | CUSTOM DESIGN | 503 - FILLER SECTION | [9 empty] | 503 - FILLER SECTION | [29 empty] | 503 - FILLER SECTION
504 | 1 | PERLICK | TSF12BTB | TRASH UNIT |  | 504 - TRASH UNIT | [9 empty] | 504 - TRASH UNIT | [29 empty] | 504 - TRASH UNIT
505 | - |  |  | SPARE NUMBER |  | 505 - SPARE NUMBER | [9 empty] | 505 - SPARE NUMBER | [29 empty] | 505 - SPARE NUMBER
506 | 1 | PERLICK | CUSTOM | FILLER SECTION | CUSTOM DESIGN | 506 - FILLER SECTION | [9 empty] | 506 - FILLER SECTION | [29 empty] | 506 - FILLER SECTION
507 | 1 | PERLICK | TS12HSN | HAND SINK | WITH SOAP & TOWEL DISPENSER | 507 - HAND SINK | [9 empty] | 507 - HAND SINK |  | 18" | 1/2" | 1/2" | 1/2" | 5 |  | 1-1/2" | 24" | [20 empty] | 507 - HAND SINK
508 | 1 | PERLICK | CUSTOM | FILLER SECTION | CUSTOM DESIGN | 508 - FILLER SECTION | [9 empty] | 508 - FILLER SECTION | [29 empty] | 508 - FILLER SECTION
509 | - |  |  | SPARE NUMBER |  | 509 - SPARE NUMBER | [9 empty] | 509 - SPARE NUMBER | [29 empty] | 509 - SPARE NUMBER
510 | - |  |  | SPARE NUMBER |  | 510 - SPARE NUMBER | [9 empty] | 510 - SPARE NUMBER | [29 empty] | 510 - SPARE NUMBER
511 | 1 | PERLICK | TSF12BTB | TRASH UNIT |  | 511 - TRASH UNIT | [9 empty] | 511 - TRASH UNIT | [29 empty] | 511 - TRASH UNIT
512 | 1 | PERLICK | CUSTOM | CORNER DRAINBOARD | CUSTOM DESIGN | 512 - CORNER DRAINBOARD | [9 empty] | 512 - CORNER DRAINBOARD | [6 empty] | 1" | [22 empty] | 512 - CORNER DRAINBOARD
513 | - |  |  | SPARE NUMBER |  | 513 - SPARE NUMBER | [9 empty] | 513 - SPARE NUMBER | [29 empty] | 513 - SPARE NUMBER
514 | 1 |  |  | POS PRINTER | BY OS&E | 514 - POS PRINTER | [9 empty] | 514 - POS PRINTER | [29 empty] | 514 - POS PRINTER | Yes | 40" | 5.0A | 120V | 1PH | PROVIDE DATA OUTLET |  | ●
515 | - |  |  | SPARE NUMBER |  | 515 - SPARE NUMBER | [9 empty] | 515 - SPARE NUMBER | [29 empty] | 515 - SPARE NUMBER
516 | 1 |  |  | BACK BAR | MILLWORK / BY GENERAL CONTRACTOR | 516 - BACK BAR | [9 empty] | 516 - BACK BAR | [29 empty] | 516 - BACK BAR
517 | - |  |  | SPARE NUMBER |  | 517 - SPARE NUMBER | [9 empty] | 517 - SPARE NUMBER | [29 empty] | 517 - SPARE NUMBER
518 | 1 | PERLICK | BBSLP60 | LOW PROFILE BACK BAR REFRIGERATOR | MOBILE | 518 - LOW PROFILE BACK BAR REFRIGERATOR | [9 empty] | 518 - LOW PROFILE BACK BAR REFRIGERATOR | [29 empty] | 518 - LOW PROFILE BACK BAR REFRIGERATOR |  | 24" | 5.5A | 120V | 1PH |  |  | ●
519 | - |  |  | SPARE NUMBER |  | 519 - SPARE NUMBER | [9 empty] | 519 - SPARE NUMBER | [29 empty] | 519 - SPARE NUMBER
520 | - |  |  | SPARE NUMBER |  | 520 - SPARE NUMBER | [9 empty] | 520 - SPARE NUMBER | [29 empty] | 520 - SPARE NUMBER
521 | 1 |  |  | OPEN SHELVING | MILLWORK / BY GENERAL CONTRACTOR | 521 - OPEN SHELVING | [9 empty] | 521 - OPEN SHELVING | [29 empty] | 521 - OPEN SHELVING
522 | 1 | PERLICK | 4006-6B | BEER DISPENSING TOWER | 6 TAP | 522 - BEER DISPENSING TOWER | [9 empty] | 522 - BEER DISPENSING TOWER | [29 empty] | 522 - BEER DISPENSING TOWER
523 | 1 | PERLICK | C18645A-GRC | DRIP TROUGH | WITH RINSER | 523 - DRIP TROUGH | [9 empty] | 523 - DRIP TROUGH |  | 18" | 1/2" | 1/2" |  |  | 1/2" | [22 empty] | 523 - DRIP TROUGH
524 | 1 |  |  | OPEN SHELVING | MILLWORK / BY GENERAL CONTRACTOR | 524 - OPEN SHELVING | [9 empty] | 524 - OPEN SHELVING | [29 empty] | 524 - OPEN SHELVING
525 | - |  |  | SPARE NUMBER |  | 525 - SPARE NUMBER | [9 empty] | 525 - SPARE NUMBER | [29 empty] | 525 - SPARE NUMBER
526 | 1 | PERLICK | BBSLP60 | LOW PROFILE BACK BAR REFRIGERATOR | MOBILE | 526 - LOW PROFILE BACK BAR REFRIGERATOR | [9 empty] | 526 - LOW PROFILE BACK BAR REFRIGERATOR | [29 empty] | 526 - LOW PROFILE BACK BAR REFRIGERATOR |  | 24" | 5.5A | 120V | 1PH |  |  | ●
527 | 1 | PERLICK | BBSLP60 | LOW PROFILE BACK BAR REFRIGERATOR | MOBILE | 527 - LOW PROFILE BACK BAR REFRIGERATOR | [9 empty] | 527 - LOW PROFILE BACK BAR REFRIGERATOR | [29 empty] | 527 - LOW PROFILE BACK BAR REFRIGERATOR |  | 24" | 5.5A | 120V | 1PH |  |  | ●
528 | 1 |  |  | OPEN SHELVING | MILLWORK / BY GENERAL CONTRACTOR | 528 - OPEN SHELVING | [9 empty] | 528 - OPEN SHELVING | [29 empty] | 528 - OPEN SHELVING
529 | - |  |  | SPARE NUMBER |  | 529 - SPARE NUMBER | [9 empty] | 529 - SPARE NUMBER | [29 empty] | 529 - SPARE NUMBER
530 | - |  |  | SPARE NUMBER |  | 530 - SPARE NUMBER | [9 empty] | 530 - SPARE NUMBER | [29 empty] | 530 - SPARE NUMBER
531 | 1 | PERLICK | 4006-6B | BEER DISPENSING TOWER | 6 TAP | 531 - BEER DISPENSING TOWER | [9 empty] | 531 - BEER DISPENSING TOWER | [29 empty] | 531 - BEER DISPENSING TOWER
532 | 1 | PERLICK | C18645A-GRC | DRIP TROUGH | WITH RINSER | 532 - DRIP TROUGH | [9 empty] | 532 - DRIP TROUGH |  | 18" | 1/2" | 1/2" |  |  | 1/2" | [22 empty] | 532 - DRIP TROUGH
533 | 1 |  |  | OPEN SHELVING | MILLWORK / BY GENERAL CONTRACTOR | 533 - OPEN SHELVING | [9 empty] | 533 - OPEN SHELVING | [29 empty] | 533 - OPEN SHELVING
534 | 1 | PERLICK | BBSLP60 | LOW PROFILE BACK BAR REFRIGERATOR | MOBILE | 534 - LOW PROFILE BACK BAR REFRIGERATOR | [9 empty] | 534 - LOW PROFILE BACK BAR REFRIGERATOR | [29 empty] | 534 - LOW PROFILE BACK BAR REFRIGERATOR |  | 24" | 5.5A | 120V | 1PH |  |  | ●
535 | - |  |  | SPARE NUMBERS |  | 535 - SPARE NUMBERS | [9 empty] | 535 - SPARE NUMBERS | [29 empty] | 535 - SPARE NUMBERS
536 | 1 |  |  | SERVER STATION | MILLWORK / BY GENERAL CONTRACTOR | 536 - SERVER STATION | [9 empty] | 536 - SERVER STATION | [29 empty] | 536 - SERVER STATION
537 | 2 |  |  | POS SYSTEM | BY OS&E | 537 - POS SYSTEM | [9 empty] | 537 - POS SYSTEM | [29 empty] | 537 - POS SYSTEM | Yes | 24" | 20.0A | 120V | 1PH | PROVIDE DATA OUTLET |  | ●
538 | 2 |  |  | POS PRINTER | BY OS&E | 538 - POS PRINTER | [9 empty] | 538 - POS PRINTER | [29 empty] | 538 - POS PRINTER | Yes | 48" | 5.0A | 120V | 1PH | PROVIDE DATA OUTLET |  | ●
539 | - |  |  | SPARE NUMBER |  | 539 - SPARE NUMBER | [9 empty] | 539 - SPARE NUMBER | [29 empty] | 539 - SPARE NUMBER
540 | - |  |  | SPARE NUMBER |  | 540 - SPARE NUMBER | [9 empty] | 540 - SPARE NUMBER | [29 empty] | 540 - SPARE NUMBER
541 | 1 |  |  | COUNTERFEIT CURRENCY DETECTOR | BY VENDOR | 541 - COUNTERFEIT CURRENCY DETECTOR | [9 empty] | 541 - COUNTERFEIT CURRENCY DETECTOR | [29 empty] | 541 - COUNTERFEIT CURRENCY DETECTOR |  | 24" | 1.0A | 120V | 1PH | PROVIDE DATA OUTLET |  | ●
542 | - |  |  | SPARE NUMBER |  | 542 - SPARE NUMBER | [9 empty] | 542 - SPARE NUMBER | [29 empty] | 542 - SPARE NUMBER
543 | - |  |  | SPARE NUMBER |  | 543 - SPARE NUMBER | [9 empty] | 543 - SPARE NUMBER | [29 empty] | 543 - SPARE NUMBER
544 | - |  |  | SPARE NUMBER |  | 544 - SPARE NUMBER | [9 empty] | 544 - SPARE NUMBER | [29 empty] | 544 - SPARE NUMBER
545-600 | - |  |  | SPARE NUMBER |  | 545-600 - SPARE NUMBER | [9 empty] | 545-600 - SPARE NUMBER | [29 empty] | 545-600 - SPARE NUMBER
BAR AREA
601 | 1 |  |  | BAT TOP AND DIE | MILLWORK / BY GENERAL CONTRACTOR | 601 - BAT TOP AND DIE | [9 empty] | 601 - BAT TOP AND DIE | [29 empty] | 601 - BAT TOP AND DIE
602 | 1 | PERLICK | BC24 | BOTTLE COOLER |  | 602 - BOTTLE COOLER | [9 empty] | 602 - BOTTLE COOLER | [29 empty] | 602 - BOTTLE COOLER |  | 24" | 3.2A | 120V | 1PH |  |  | ●
603 | 1 | PERLICK | TSF12BTB | TRASH UNIT |  | 603 - TRASH UNIT | [9 empty] | 603 - TRASH UNIT | [29 empty] | 603 - TRASH UNIT
604 | 1 | PERLICK | TSF12PS-SR | DUMP SINK | WITH RINSER | 604 - DUMP SINK | [9 empty] | 604 - DUMP SINK |  | 18" | 1/2" | 1/2" | 1/2" | 5 | 1-1/2" | [22 empty] | 604 - DUMP SINK
605 | - |  |  | SPARE NUMBER |  | 605 - SPARE NUMBER | [9 empty] | 605 - SPARE NUMBER | [29 empty] | 605 - SPARE NUMBER
606 | 1 | PERLICK | SR-S36A | SPEED RAIL |  | 606 - SPEED RAIL | [9 empty] | 606 - SPEED RAIL | [29 empty] | 606 - SPEED RAIL
607 | 1 | PERLICK | TS30IC10 | COCKTAIL STATION |  | 607 - COCKTAIL STATION | [9 empty] | 607 - COCKTAIL STATION | [6 empty] | 1 1/2" | [22 empty] | 607 - COCKTAIL STATION
608 | 1 | PERLICK | TS4SGA | SODA GUN HOLDER |  | 608 - SODA GUN HOLDER | [9 empty] | 608 - SODA GUN HOLDER | [29 empty] | 608 - SODA GUN HOLDER
609 | - |  |  | SPARE NUMBER |  | 609 - SPARE NUMBER | [9 empty] | 609 - SPARE NUMBER | [29 empty] | 609 - SPARE NUMBER
610 | - |  |  | SPARE NUMBER |  | 610 - SPARE NUMBER | [9 empty] | 610 - SPARE NUMBER | [29 empty] | 610 - SPARE NUMBER
611 | 1 | PERLICK |  | SODA GUN | CONNECTED TO ITEM #608 | 611 - SODA GUN | [9 empty] | 611 - SODA GUN | [29 empty] | 611 - SODA GUN
612 | 1 | PERLICK | TS12LS | BOTTLE DISPLAY |  | 612 - BOTTLE DISPLAY | [9 empty] | 612 - BOTTLE DISPLAY | [29 empty] | 612 - BOTTLE DISPLAY
613 | 1 | PERLICK | TSF18POS | POS CABINET |  | 613 - POS CABINET | [9 empty] | 613 - POS CABINET | [29 empty] | 613 - POS CABINET
614 | 1 |  |  | POS SYSTEM | BY OS&E | 614 - POS SYSTEM | [9 empty] | 614 - POS SYSTEM | [29 empty] | 614 - POS SYSTEM | Yes | 24" | 20.0A | 120V | 1PH | PROVIDE DATA OUTLET |  | ●
615 | 1 |  |  | COUNTERFEIT CURRENCY DETECTOR | BY VENDOR | 615 - COUNTERFEIT CURRENCY DETECTOR | [9 empty] | 615 - COUNTERFEIT CURRENCY DETECTOR | [29 empty] | 615 - COUNTERFEIT CURRENCY DETECTOR |  | 24" | 1.0A | 120V | 1PH | PROVIDE DATA OUTLET |  | ●
616 | 1 |  |  | POS PRINTER | BY OS&E | 616 - POS PRINTER | [9 empty] | 616 - POS PRINTER | [29 empty] | 616 - POS PRINTER | Yes | 24" | 5.0A | 120V | 1PH | PROVIDE DATA OUTLET |  | ●
617 | 1 | PERLICK | TS12HSN | HAND SINK | WITH SOAP & TOWEL DISPENSER | 617 - HAND SINK | [9 empty] | 617 - HAND SINK |  | 18" | 1/2" | 1/2" | 1/2" | 5 |  | 1-1/2" | 24" | [20 empty] | 617 - HAND SINK
618 | 1 | PERLICK | TSF12BTB | TRASH UNIT |  | 618 - TRASH UNIT | [9 empty] | 618 - TRASH UNIT | [29 empty] | 618 - TRASH UNIT
619 | - |  |  | SPARE NUMBER |  | 619 - SPARE NUMBER | [9 empty] | 619 - SPARE NUMBER | [29 empty] | 619 - SPARE NUMBER
620 | - |  |  | SPARE NUMBER |  | 620 - SPARE NUMBER | [9 empty] | 620 - SPARE NUMBER | [29 empty] | 620 - SPARE NUMBER
621 | 1 | PERLICK | TSF24SC-GR | DRAINBOARD WITH STORAGE CABINET |  | 621 - DRAINBOARD WITH STORAGE CABINET | [9 empty] | 621 - DRAINBOARD WITH STORAGE CABINET | [6 empty] | 1" | [22 empty] | 621 - DRAINBOARD WITH STORAGE CABINET
622 | 1 | PERLICK | PKHT24 | GLASSWASHER | 180°F RINSE | 622 - GLASSWASHER | [9 empty] | 622 - GLASSWASHER |  | 18" | 1/2" |  | 1/2" | 18 | 1" | 1" | [21 empty] | 622 - GLASSWASHER |  | 40" | 33.0A | 208V | 1PH |  | ●
623 | 1 | PERLICK | TSF24SC-GR | DRAINBOARD WITH STORAGE CABINET |  | 623 - DRAINBOARD WITH STORAGE CABINET | [9 empty] | 623 - DRAINBOARD WITH STORAGE CABINET | [6 empty] | 1" | [22 empty] | 623 - DRAINBOARD WITH STORAGE CABINET
624 | 1 | PERLICK | BC24 | BOTTLE COOLER |  | 624 - BOTTLE COOLER | [9 empty] | 624 - BOTTLE COOLER | [29 empty] | 624 - BOTTLE COOLER |  | 24" | 3.2A | 120V | 1PH |  |  | ●
625 | - |  |  | SPARE NUMBER |  | 625 - SPARE NUMBER | [9 empty] | 625 - SPARE NUMBER | [29 empty] | 625 - SPARE NUMBER
626 | 1 | PERLICK | TSF12PS-SR | DUMP SINK | WITH RINSER | 626 - DUMP SINK | [9 empty] | 626 - DUMP SINK |  | 18" | 1/2" | 1/2" | 1/2" | 5 | 1-1/2" | [22 empty] | 626 - DUMP SINK
627 | 1 | PERLICK | TSF12BTB | TRASH UNIT |  | 627 - TRASH UNIT | [9 empty] | 627 - TRASH UNIT | [29 empty] | 627 - TRASH UNIT
628 | 1 | PERLICK | SR-S36A | SPEED RAIL |  | 628 - SPEED RAIL | [9 empty] | 628 - SPEED RAIL | [29 empty] | 628 - SPEED RAIL
629 | - |  |  | SPARE NUMBER |  | 629 - SPARE NUMBER | [9 empty] | 629 - SPARE NUMBER | [29 empty] | 629 - SPARE NUMBER
630 | - |  |  | SPARE NUMBER |  | 630 - SPARE NUMBER | [9 empty] | 630 - SPARE NUMBER | [29 empty] | 630 - SPARE NUMBER
631 | 1 | PERLICK | TS30IC10 | COCKTAIL STATION |  | 631 - COCKTAIL STATION | [9 empty] | 631 - COCKTAIL STATION | [6 empty] | 1 1/2" | [22 empty] | 631 - COCKTAIL STATION
632 | 1 | PERLICK | TS4SGA | SODA GUN HOLDER |  | 632 - SODA GUN HOLDER | [9 empty] | 632 - SODA GUN HOLDER | [29 empty] | 632 - SODA GUN HOLDER
633 | 1 | PERLICK |  | SODA GUN | CONNECTED TO ITEM #632 | 633 - SODA GUN | [9 empty] | 633 - SODA GUN | [29 empty] | 633 - SODA GUN
634 | 1 | PERLICK | TS12LS | BOTTLE DISPLAY |  | 634 - BOTTLE DISPLAY | [9 empty] | 634 - BOTTLE DISPLAY | [29 empty] | 634 - BOTTLE DISPLAY
635 | 1 |  |  | COUNTERFEIT CURRENCY DETECTOR | BY VENDOR | 635 - COUNTERFEIT CURRENCY DETECTOR | [9 empty] | 635 - COUNTERFEIT CURRENCY DETECTOR | [29 empty] | 635 - COUNTERFEIT CURRENCY DETECTOR |  | 24" | 1.0A | 120V | 1PH | PROVIDE DATA OUTLET |  | ●
636 | 1 | PERLICK | TSF18POS | POS CABINET |  | 636 - POS CABINET | [9 empty] | 636 - POS CABINET | [29 empty] | 636 - POS CABINET
637 | 1 |  |  | POS SYSTEM | BY OS&E | 637 - POS SYSTEM | [9 empty] | 637 - POS SYSTEM | [29 empty] | 637 - POS SYSTEM | Yes | 24" | 20.0A | 120V | 1PH | PROVIDE DATA OUTLET |  | ●
638 | 1 |  |  | POS PRINTER | BY OS&E | 638 - POS PRINTER | [9 empty] | 638 - POS PRINTER | [29 empty] | 638 - POS PRINTER | Yes | 24" | 5.0A | 120V | 1PH | PROVIDE DATA OUTLET |  | ●
639 | - |  |  | SPARE NUMBER |  | 639 - SPARE NUMBER | [9 empty] | 639 - SPARE NUMBER | [29 empty] | 639 - SPARE NUMBER
640 | 1 |  |  | POS PRINTER | BY OS&E | 640 - POS PRINTER | [9 empty] | 640 - POS PRINTER | [29 empty] | 640 - POS PRINTER | Yes | 24" | 5.0A | 120V | 1PH | PROVIDE DATA OUTLET |  | ●
641 | 1 | PERLICK | CUSTOM | CORNER DRAINBOARD | CUSTOM DESIGN | 641 - CORNER DRAINBOARD | [9 empty] | 641 - CORNER DRAINBOARD | [6 empty] | 1" | [22 empty] | 641 - CORNER DRAINBOARD
642 | 1 | PERLICK | TSF12PS-SR | DUMP SINK | WITH RINSER | 642 - DUMP SINK | [9 empty] | 642 - DUMP SINK |  | 18" | 1/2" | 1/2" | 1/2" | 5 | 1-1/2" | [22 empty] | 642 - DUMP SINK
643 | 1 | PERLICK | SR-S36A | SPEED RAIL |  | 643 - SPEED RAIL | [9 empty] | 643 - SPEED RAIL | [29 empty] | 643 - SPEED RAIL
644 | 1 | PERLICK | TS30IC10 | COCKTAIL STATION |  | 644 - COCKTAIL STATION | [9 empty] | 644 - COCKTAIL STATION | [6 empty] | 1 1/2" | [22 empty] | 644 - COCKTAIL STATION
645 | - |  |  | SPARE NUMBER |  | 645 - SPARE NUMBER | [9 empty] | 645 - SPARE NUMBER | [29 empty] | 645 - SPARE NUMBER
646 | 1 | PERLICK | TS6SGA | SODA GUN HOLDER |  | 646 - SODA GUN HOLDER | [9 empty] | 646 - SODA GUN HOLDER | [29 empty] | 646 - SODA GUN HOLDER
647 | 1 | PERLICK |  | SODA GUN | CONNECTED TO ITEM #646 | 647 - SODA GUN | [9 empty] | 647 - SODA GUN | [29 empty] | 647 - SODA GUN
648 | 1 |  |  | BACK BAR COUNTER | MILLWORK / BY GENERAL CONTRACTOR | 648 - BACK BAR COUNTER | [9 empty] | 648 - BACK BAR COUNTER | [29 empty] | 648 - BACK BAR COUNTER
649 | - |  |  | SPARE NUMBER |  | 649 - SPARE NUMBER | [9 empty] | 649 - SPARE NUMBER | [29 empty] | 649 - SPARE NUMBER
650 | - |  |  | SPARE NUMBER |  | 650 - SPARE NUMBER | [9 empty] | 650 - SPARE NUMBER | [29 empty] | 650 - SPARE NUMBER
651 | 1 | PERLICK | BBSLP60 | LOW PROFILE BACK BAR REFRIGERATOR | MOBILE | 651 - LOW PROFILE BACK BAR REFRIGERATOR | [9 empty] | 651 - LOW PROFILE BACK BAR REFRIGERATOR | [29 empty] | 651 - LOW PROFILE BACK BAR REFRIGERATOR |  | 24" | 5.5A | 120V | 1PH |  |  | ●
652 | 1 |  |  | OPEN SHELVING | MILLWORK / BY GENERAL CONTRACTOR | 652 - OPEN SHELVING | [9 empty] | 652 - OPEN SHELVING | [29 empty] | 652 - OPEN SHELVING
653 | 1 | PERLICK | C18645A-GRC | DRIP TROUGH | WITH RINSER | 653 - DRIP TROUGH | [9 empty] | 653 - DRIP TROUGH |  | 18" | 1/2" | 1/2" |  |  | 1/2" | [22 empty] | 653 - DRIP TROUGH
654 | 1 | PERLICK | 4006-6B | BEER DISPENSING TOWER | 6 TAP | 654 - BEER DISPENSING TOWER | [9 empty] | 654 - BEER DISPENSING TOWER | [29 empty] | 654 - BEER DISPENSING TOWER
655 | 1 | PERLICK | HB24FS-SD-STK | UNDERCOUNTER FREEZER | WITH DRAWERS | 655 - UNDERCOUNTER FREEZER | [9 empty] | 655 - UNDERCOUNTER FREEZER | [29 empty] | 655 - UNDERCOUNTER FREEZER |  | 24" | 2.4A | 120V | 1PH |  |  | ●
656 | 1 |  |  | OPEN SHELVING | MILLWORK / BY GENERAL CONTRACTOR | 656 - OPEN SHELVING | [9 empty] | 656 - OPEN SHELVING | [29 empty] | 656 - OPEN SHELVING
657 | 1 | PERLICK | C18645A-GRC | DRIP TROUGH | WITH RINSER | 657 - DRIP TROUGH | [9 empty] | 657 - DRIP TROUGH |  | 18" | 1/2" | 1/2" |  |  | 1/2" | [22 empty] | 657 - DRIP TROUGH
658 | 1 | PERLICK | 4006-6B | BEER DISPENSING TOWER | 6 TAP | 658 - BEER DISPENSING TOWER | [9 empty] | 658 - BEER DISPENSING TOWER | [29 empty] | 658 - BEER DISPENSING TOWER
659 | - |  |  | SPARE NUMBER |  | 659 - SPARE NUMBER | [9 empty] | 659 - SPARE NUMBER | [29 empty] | 659 - SPARE NUMBER
660 | 1 | PERLICK | BBSLP60 | LOW PROFILE BACK BAR REFRIGERATOR | MOBILE | 660 - LOW PROFILE BACK BAR REFRIGERATOR | [9 empty] | 660 - LOW PROFILE BACK BAR REFRIGERATOR | [29 empty] | 660 - LOW PROFILE BACK BAR REFRIGERATOR |  | 24" | 5.5A | 120V | 1PH |  |  | ●
661 | 1 | CONTINENTAL | D27N-U | UNDERCOUNTER REFRIGERATOR | MOBILE | 661 - UNDERCOUNTER REFRIGERATOR | [9 empty] | 661 - UNDERCOUNTER REFRIGERATOR | [29 empty] | 661 - UNDERCOUNTER REFRIGERATOR |  | 24" | 6.3A | 120V | 1PH |  |  | ●
662 | 1 | LA MARZOCCO | LINEA 2 GROUP | ESPRESSO MACHINE | 2 GROUP | 662 - ESPRESSO MACHINE | [9 empty] | 662 - ESPRESSO MACHINE |  | 48" | 1/2" | 1/2" |  |  | 1" | [22 empty] | 662 - ESPRESSO MACHINE |  | 40" | 26.0A | 220V | 1PH |  | ●
663 | 1 | MAZZER | SUPER JOLLY E | ESPRESSO GRINDER |  | 663 - ESPRESSO GRINDER | [9 empty] | 663 - ESPRESSO GRINDER | [29 empty] | 663 - ESPRESSO GRINDER |  | 40" | 1.5A | 230V | 1PH |  |  | ●
664 | 1 |  |  | TRASH CHUTE | CUSTOM FABRICATION, PART OF ITEM #648 | 664 - TRASH CHUTE | [9 empty] | 664 - TRASH CHUTE | [29 empty] | 664 - TRASH CHUTE
665 | - |  |  | SPARE NUMBER |  | 665 - SPARE NUMBER | [9 empty] | 665 - SPARE NUMBER | [29 empty] | 665 - SPARE NUMBER
666 | 1 | RUBBERMAID | FG354060GRAY | TRASH RECEPTACLE | SLIM JIM | 666 - TRASH RECEPTACLE | [9 empty] | 666 - TRASH RECEPTACLE | [29 empty] | 666 - TRASH RECEPTACLE
667 | 1 |  |  | POS SYSTEM | BY OS&E | 667 - POS SYSTEM | [9 empty] | 667 - POS SYSTEM | [29 empty] | 667 - POS SYSTEM | Yes | 40" | 20.0A | 120V | 1PH | PROVIDE DATA OUTLET |  | ●
668 | 1 |  |  | POS PRINTER | BY OS&E | 668 - POS PRINTER | [9 empty] | 668 - POS PRINTER | [29 empty] | 668 - POS PRINTER | Yes | 40" | 5.0A | 120V | 1PH | PROVIDE DATA OUTLET |  | ●
669 | 1 |  |  | COUNTERFEIT CURRENCY DETECTOR | BY VENDOR | 669 - COUNTERFEIT CURRENCY DETECTOR | [9 empty] | 669 - COUNTERFEIT CURRENCY DETECTOR | [29 empty] | 669 - COUNTERFEIT CURRENCY DETECTOR |  | 24" | 1.0A | 120V | 1PH | PROVIDE DATA OUTLET |  | ●
670 | - |  |  | SPARE NUMBER |  | 670 - SPARE NUMBER | [9 empty] | 670 - SPARE NUMBER | [29 empty] | 670 - SPARE NUMBER
671 | 1 |  |  | POS SYSTEM | BY OS&E | 671 - POS SYSTEM | [9 empty] | 671 - POS SYSTEM | [29 empty] | 671 - POS SYSTEM | Yes | 40" | 20.0A | 120V | 1PH | PROVIDE DATA OUTLET |  | ●
672 | 1 |  |  | POS PRINTER | BY OS&E | 672 - POS PRINTER | [9 empty] | 672 - POS PRINTER | [29 empty] | 672 - POS PRINTER | Yes | 40" | 5.0A | 120V | 1PH | PROVIDE DATA OUTLET |  | ●
673 | 1 |  |  | POS PRINTER | BY OS&E | 673 - POS PRINTER | [9 empty] | 673 - POS PRINTER | [29 empty] | 673 - POS PRINTER | Yes | 40" | 5.0A | 120V | 1PH | PROVIDE DATA OUTLET |  | ●
674 | 1 |  |  | POS SYSTEM | BY OS&E | 674 - POS SYSTEM | [9 empty] | 674 - POS SYSTEM | [29 empty] | 674 - POS SYSTEM | Yes | 40" | 20.0A | 120V | 1PH | PROVIDE DATA OUTLET |  | ●
675 | 1 |  |  | COUNTERFEIT CURRENCY DETECTOR | BY VENDOR | 675 - COUNTERFEIT CURRENCY DETECTOR | [9 empty] | 675 - COUNTERFEIT CURRENCY DETECTOR | [29 empty] | 675 - COUNTERFEIT CURRENCY DETECTOR |  | 24" | 1.0A | 120V | 1PH | PROVIDE DATA OUTLET |  | ●
676 | 1 |  |  | POS PRINTER | BY OS&E | 676 - POS PRINTER | [9 empty] | 676 - POS PRINTER | [29 empty] | 676 - POS PRINTER | Yes | 40" | 5.0A | 120V | 1PH | PROVIDE DATA OUTLET |  | ●
677 | 1 |  |  | POS SYSTEM | BY OS&E | 677 - POS SYSTEM | [9 empty] | 677 - POS SYSTEM | [29 empty] | 677 - POS SYSTEM | Yes | 40" | 20.0A | 120V | 1PH | PROVIDE DATA OUTLET |  | ●
678 | - |  |  | SPARE NUMBER |  | 678 - SPARE NUMBER | [9 empty] | 678 - SPARE NUMBER | [29 empty] | 678 - SPARE NUMBER
679 | - |  |  | SPARE NUMBER |  | 679 - SPARE NUMBER | [9 empty] | 679 - SPARE NUMBER | [29 empty] | 679 - SPARE NUMBER
680-700 | - |  |  | SPARE NUMBERS |  | 680-700 - SPARE NUMBERS | [9 empty] | 680-700 - SPARE NUMBERS | [29 empty] | 680-700 - SPARE NUMBERS
REMOTE BEER SYSTEM AREA
701 | 1 | MICRO MATIC | MMPP4305 PKG | BEER SYSTEM | AIR COOLED, EXISTING TO REMAIN | 701 - BEER SYSTEM | [9 empty] | 701 - BEER SYSTEM | [29 empty] | 701 - BEER SYSTEM | [7 empty] | ●
702 | - |  |  | SPARE NUMBER |  | 702 - SPARE NUMBER | [9 empty] | 702 - SPARE NUMBER | [29 empty] | 702 - SPARE NUMBER
703 | - |  |  | SPARE NUMBER |  | 703 - SPARE NUMBER | [9 empty] | 703 - SPARE NUMBER | [29 empty] | 703 - SPARE NUMBER
704 | - |  |  | SPARE NUMBER |  | 704 - SPARE NUMBER | [9 empty] | 704 - SPARE NUMBER | [29 empty] | 704 - SPARE NUMBER
705-800 | - |  |  | SPARE NUMBER |  | 705-800 - SPARE NUMBER | [9 empty] | 705-800 - SPARE NUMBER | [29 empty] | 705-800 - SPARE NUMBER