## Spreadsheet
ItemNo | Mfr | Model | Qty | Unit | Category | Spec | Markup | Sell | SellTotal | List | Discount | Net | Weight | Net Freight | Net Install | Class | Case Cube | Spreadsheet Notes | Taxable | Units Per Case | Special
|  |  | 0 |  |  | BREAKDOWN AREA |  | 0 | 0 | 0 |  | 0 | 0.00 | 0 | 0 |  | 0.0 |  | True | 0
1 | Mars Air Systems | STD272-2UA-OB-VHP | 1 | ea | AIR CURTAIN | Standard Series 2 Air Curtain, for 72" wide door, unheated, UVC/HCP, includes magnetic switch (99-018) and 24v control, galvanized steel cabinet, obsidian black powder coat finish, (2) 1/2 HP motors, 115v/60/1-ph, 1.0 kW, cord & plug, 10.2 amps, cETLus |  | 2415 | 2415 | 4830 | 50 | 2415 | 0.00 | 0 | 0 |  | 0.0 |  | True | 1
2 | Custom |  | 1 | ea | WORK SURFACE | MILLWORK/ BY GENERAL CONTRACTOR |  | 0 | 0 | 0 |  | 0 | 0.00 | 0 | 0 |  | 0.0 |  | True | 0
3 | OS&E | OS&E | 1 | ea | CHAIR | BY OS&E |  | 0 | 0 | 0 |  | 0 | 0.00 | 0 | 0 |  | 0.0 |  | True | 0
4 | OS&e | OS&E | 1 | ea | COMPUTER | BY OS&E |  | 0 | 0 | 0 |  | 0 | 0.00 | 0 | 0 |  | 0.0 |  | True | 0
5 |  |  | 0 |  | SpareNo | SpareNo |  | 0 | 0 | 0 |  | 0 | 0.00 | 0 | 0 |  | 0.0 |  | True | 0 | SpareNo
6 | Custom |  | 1 | ea | WALL CABINET | MILLWORK/ BY GENERAL CONTRACTOR |  | 0 | 0 | 0 |  | 0 | 0.00 | 0 | 0 |  | 0.0 |  | True | 0
|  |  | 0 |  |  | SubTotal |  | 0 | 0 | 0 |  | 0 | 0.00 | 0 | 0 |  | 0.0 |  | True | 0
7 | Custom |  | 1 | ea | WORK SURFACE | MILLWORK/ BY GENERAL CONTRACTOR |  | 0 | 0 | 0 |  | 0 | 0.00 | 0 | 0 |  | 0.0 |  | True | 0
8 | OS&E | OS&E | 1 | ea | printer / fax machine | BY OS&E |  | 0 | 0 | 0 |  | 0 | 0.00 | 0 | 0 |  | 0.0 |  | True | 0
9 |  |  | 0 |  | SpareNo | SpareNo |  | 0 | 0 | 0 |  | 0 | 0.00 | 0 | 0 |  | 0.0 |  | True | 0 | SpareNo
10 |  |  | 0 |  | SpareNo | SpareNo |  | 0 | 0 | 0 |  | 0 | 0.00 | 0 | 0 |  | 0.0 |  | True | 0 | SpareNo
11 | Cardinal | FHN-544 | 1 | ea | RECESSED FLOOR SCALE |  | 0.00023535 | 1275 | 1275 | 1821 | 30 | 1274.7 | 0.00 | 0 | 0 |  | 0.0 |  | True | 0
12 | Cardinal | 205 | 1 | ea | ELECTRONIC READOUT |  | 0.0011429 | 438 | 438 | 625 | 30 | 437.5 | 0.00 | 0 | 0 |  | 0.0 |  | True | 0
13 | Advance Tabco | 7-PS-68 | 1 | ea | HAND SINK | Hand Sink, wall mounted, 14" wide x 10" front-to-back x 5" deep bowl, 20 gauge 304 stainless steel, with splash mounted gooseneck faucet with wrist blades, basket drain, wall bracket, NSF, cCSAus |  | 499 | 499 | 998 | 50 | 499 | 13.00 | 0 | 0 | 100 | 2.00000 |  | True | 1
| Advance Tabco | 7-PS-10 | 1 | ea |  | P-trap, heavy duty, 1-1/2", 17 gauge |  | 93.5 | 93.5 | 187 | 50 | 93.5 | 1.00 | 0 | 0 | 77.5 | 0.0 |  | True | 1
| Advance Tabco | 7-PS-15 | 1 | ea |  | Welded Side Splash, 12"H (installed height), both sides, for hand sinks with 14" wide x 10" front-to-back bowl, splash mounted faucets | 0.0020534 | 357.232 | 357.23 | 713 | 50 | 356.5 | 14.00 | 0 | 0 | 100 | 1.00000 |  | True | 1
14 | Rubbermaid | FG354060GRAY | 1 | ea | TRASH RECEPTACLE | Slim Jim® Container, 23 gallon, 22"W x 11"D x 30"H, with venting channels, molded-in handles, general purpose waste, open type without lid, high-impact plastic construction, gray, Made in USA | -0.0027583 | 61.101 | 61.1 | 122.54 | 50 | 61.27 | 8.24 | 0 | 0 | 150 | 0.0 |  | True | 4
15 |  |  | 0 |  | SpareNo | SpareNo |  | 0 | 0 | 0 |  | 0 | 0.00 | 0 | 0 |  | 0.0 |  | True | 0 | SpareNo
16 | Custom Fabrication | STAINLESS STEEL | 1 | ea | FLOOR TROUGH AND GRATE |  |  | 0 | 0 | 0 |  | 0 | 0.00 | 0 | 0 |  | 0.0 |  | True | 0
17 | Custom Fabrication | STAINLESS STEEL | 1 | ea | VEGETABLE TABLE WITH SINKS |  |  | 0 | 0 | 0 |  | 0 | 0.00 | 0 | 0 |  | 0.0 |  | True | 0
18 | Rubbermaid | FG262000GRAY | 1 | ea | TRASH RECEPTACLE | ProSave® Brute® Container, without lid, 20 gallon, 19-1/2"D x 22-7/8"H, round, reinforced rims, built in handles, double rimmed base, high-impact plastic construction, gray, NSF | 0.073262 | 32.9706 | 32.97 | 61.44 | 50 | 30.72 | 5.83 | 0 | 0 | 250 | 0.0 |  | True | 6
| Rubbermaid | FG264000BLA | 1 | ea | Trash Receptacle, Dolly | Brute® Dolly, 18-1/4"D x 6-5/8"H, heavy duty 3" casters, 250 lb. capacity, for 2620, 2632, 2643, 2655, black | 0.044084 | 58.7193 | 58.72 | 112.48 | 50 | 56.24 | 5.73 | 0 | 0 | 250 | 0.0 |  | True | 2
| Rubbermaid | FG9G7700WHT | 1 | ea | Trash Receptacle Lid / Top | ProSave® Sliding Container Lid, fits container Brute® 2620, 20-3/4" dia. x 5"H, includes 3 cup portioning scoop (9G52), clear rotating sliding door, dishwasher safe, white, NSF, S.O.S. (Special Order Smallwares) product; see SOS document for details | 0.044129 | 68.9021 | 68.9 | 131.98 | 50 | 65.99 | 4.85 | 0 | 0 | 250 | 1.44 |  | True | 1
19 |  |  | 0 |  | SpareNo | SpareNo |  | 0 | 0 | 0 |  | 0 | 0.00 | 0 | 0 |  | 0.0 |  | True | 0 | SpareNo
20 |  |  | 0 |  | SpareNo | SpareNo |  | 0 | 0 | 0 |  | 0 | 0.00 | 0 | 0 |  | 0.0 |  | True | 0 | SpareNo
21 | Mars Air Systems | STD272-2UA-OB-VHP | 1 | ea | AIR CURTAIN | Standard Series 2 Air Curtain, for 72" wide door, unheated, UVC/HCP, includes magnetic switch (99-018) and 24v control, galvanized steel cabinet, obsidian black powder coat finish, (2) 1/2 HP motors, 115v/60/1-ph, 1.0 kW, cord & plug, 10.2 amps, cETLus |  | 2415 | 2415 | 4830 | 50 | 2415 | 0.00 | 0 | 0 |  | 0.0 |  | True | 1
22 | INSECT-O-CUTOR | 1894E | 1 | ea | INSECT CONTROL |  |  | 0 | 0 | 0 |  | 0 | 0.00 | 0 | 0 |  | 0.0 |  | True | 0
22 |  |  | 0 |  | SpareNo | SpareNo |  | 0 | 0 | 0 |  | 0 | 0.00 | 0 | 0 |  | 0.0 |  | True | 0 | SpareNo
23 |  |  | 0 |  | SpareNo | SpareNo |  | 0 | 0 | 0 |  | 0 | 0.00 | 0 | 0 |  | 0.0 |  | True | 0 | SpareNo
24 |  |  | 0 |  | SpareNo | SpareNo |  | 0 | 0 | 0 |  | 0 | 0.00 | 0 | 0 |  | 0.0 |  | True | 0 | SpareNo
25-30 |  |  | 0 |  | SpareNo | SpareNo |  | 0 | 0 | 0 |  | 0 | 0.00 | 0 | 0 |  | 0.0 |  | True | 0 | SpareNo
|  |  | 0 |  |  | BULK STORAGE AREA |  | 0 | 0 | 0 |  | 0 | 0.00 | 0 | 0 |  | 0.0 |  | True | 0
31 | Metro | 1848NC | 3 | ea | BEVERAGE STORAGE SHELVING | Super Erecta® Shelf, wire, 48"W x 18"D, plastic split sleeves are included in each carton, Metroseal 3™ epoxy-coated corrosion-resistant finish with Microban® antimicrobial protection, NSF | 0.050005 | 385 | 1155 | 733.33 | 50 | 366.665 | 12.00 | 0 | 0 | 70 | 0.8 |  | True | 1
32 | Vendor | BY VENDOR | 2 | ea | CO2 TANK | BY VENDOR |  | 0 | 0 | 0 |  | 0 | 0.00 | 0 | 0 |  | 0.0 |  | True | 0
33 | Vendor | BY VENDOR | 1 | ea | SODA SYSTEM AND RACK | BY VENDOR |  | 0 | 0 | 0 |  | 0 | 0.00 | 0 | 0 |  | 0.0 |  | True | 0
34 | Thermalrite | CUSTOM | 1 | ea | beverage COOLER |  |  | 0 | 0 | 0 |  | 0 | 0.00 | 0 | 0 |  | 0.0 |  | True | 0
35 |  |  | 0 |  | SpareNo | SpareNo |  | 0 | 0 | 0 |  | 0 | 0.00 | 0 | 0 |  | 0.0 |  | True | 0 | SpareNo
36 | Custom Fabrication | STAINLESS STEEL | 1 | ea | Floor Trough And Grate |  |  | 0 | 0 | 0 |  | 0 | 0.00 | 0 | 0 |  | 0.0 |  | True | 0
37 | RDT | EVAPORATOR COIL | 1 | ea | EVAPORATOR COIL |  |  | 0 | 0 | 0 |  | 0 | 0.00 | 0 | 0 |  | 0.0 |  | True | 0
38 | Metro | 1848NK3 | 3 | ea | BEVERAGE COOLER STORAGE SHELVING | Super Erecta® Shelf, wire, 48"W x 18"D, plastic split sleeves are included in each carton, Metroseal 3™ epoxy-coated corrosion-resistant finish with Microban® antimicrobial protection, NSF | 0.050005 | 385 | 1155 | 733.33 | 50 | 366.665 | 12.00 | 0 | 0 | 70 | 0.8 |  | True | 1
39 |  |  | 0 |  | SpareNo | SpareNo |  | 0 | 0 | 0 |  | 0 | 0.00 | 0 | 0 |  | 0.0 |  | True | 0 | SpareNo
40 |  |  | 0 |  | SpareNo | SpareNo |  | 0 | 0 | 0 |  | 0 | 0.00 | 0 | 0 |  | 0.0 |  | True | 0 | SpareNo
41 | Metro | 1848NC | 7 | ea | NON-FOOD DRY STORAGE SHELVING | Super Erecta® Shelf, wire, 48"W x 18"D, plastic split sleeves are included in each carton, Metroseal 3™ epoxy-coated corrosion-resistant finish with Microban® antimicrobial protection, NSF | 0.050005 | 385 | 2695 | 733.33 | 50 | 366.665 | 12.00 | 0 | 0 | 70 | 0.8 |  | True | 1
42 | Metro | 1848NC | 7 | ea | EQUIPMENT STORAGE SHELVING | Super Erecta® Shelf, wire, 48"W x 18"D, plastic split sleeves are included in each carton, Metroseal 3™ epoxy-coated corrosion-resistant finish with Microban® antimicrobial protection, NSF | 0.050005 | 385 | 2695 | 733.33 | 50 | 366.665 | 12.00 | 0 | 0 | 70 | 0.8 |  | True | 1
43 | Metro | 1848NC | 9 | ea | DRY STORAGE SHELVING | Super Erecta® Shelf, wire, 48"W x 18"D, plastic split sleeves are included in each carton, Metroseal 3™ epoxy-coated corrosion-resistant finish with Microban® antimicrobial protection, NSF | 0.050005 | 385 | 3465 | 733.33 | 50 | 366.665 | 12.00 | 0 | 0 | 70 | 0.8 |  | True | 1
44 | New Age | 1251CK | 2 | ea | Can Rack | Can Storage Rack, mobile design with casters, sloped glides for automatic can retrieval, aluminum construction, holds (352) #2-1/2 or (484) #303 cans, (4) 6" plate casters, (2) swivel with brakes, (2) rigid, NSF, Made in USA |  | 1430 | 2860 | 2860 | 50 | 1430 | 131.00 | 0 | 0 |  | 38.12000 |  | True | 1
|  |  | 2 |  |  | Lifetime warranty against rust & corrosion, 5 year workmanship and material defects warranty, standard |  | 0 | 0 | 0 |  | 0 | 0.00 | 0 | 0 |  | 0.0 |  | True | 1
| New Age | PP-A | 2 | ea |  | Prison Package Tamper Proof Screws | 0.011765 | 43 | 86 | 85 | 50 | 42.5 | 0.00 | 0 | 0 |  | 0.0 |  | True | 1
45 |  |  | 0 |  | SpareNo | SpareNo |  | 0 | 0 | 0 |  | 0 | 0.00 | 0 | 0 |  | 0.0 |  | True | 0 | SpareNo
46 | Metro | TTE24C | 1 | kt | HIGH DENSITY SHELVING | Super Erecta® & Super Adjustable Top-Track Stationary End Unit Kit, 24"W, includes: 86"H chrome plated posts, & hardware necessary for connecting stationary end units to track (shelves sold separately), NSF | 0.001261 | 397 | 397 | 793 | 50 | 396.5 | 12.00 | 0 | 0 | 70 | 0.43000 |  | True | 1
47 | Metro | TTE24C | 1 | kt | HIGH DENSITY SHELVING | Super Erecta® & Super Adjustable Top-Track Stationary End Unit Kit, 24"W, includes: 86"H chrome plated posts, & hardware necessary for connecting stationary end units to track (shelves sold separately), NSF | 0.001261 | 397 | 397 | 793 | 50 | 396.5 | 12.00 | 0 | 0 | 70 | 0.43000 |  | True | 1
48 | Thermalrite | CUSTOM | 1 | ea | DAIRY COOLER |  |  | 0 | 0 | 0 |  | 0 | 0.00 | 0 | 0 |  | 0.0 |  | True | 0
49 |  |  | 0 |  | SpareNo | SpareNo |  | 0 | 0 | 0 |  | 0 | 0.00 | 0 | 0 |  | 0.0 |  | True | 0 | SpareNo
50 |  |  | 0 |  | SpareNo | SpareNo |  | 0 | 0 | 0 |  | 0 | 0.00 | 0 | 0 |  | 0.0 |  | True | 0 | SpareNo
51 | Custom Fabrication | STAINLESS STEEL | 1 | ea | Floor Trough And Grate |  |  | 0 | 0 | 0 |  | 0 | 0.00 | 0 | 0 |  | 0.0 |  | True | 0
52 | RDT | EVAPORATOR COIL | 1 | ea | EVAPORATOR COIL |  |  | 0 | 0 | 0 |  | 0 | 0.00 | 0 | 0 |  | 0.0 |  | True | 0
53 | Metro | 1848NK3 | 6 | ea | COOLER STORAGE SHELVING | Super Erecta® Shelf, wire, 48"W x 18"D, plastic split sleeves are included in each carton, Metroseal 3™ epoxy-coated corrosion-resistant finish with Microban® antimicrobial protection, NSF | 0.050005 | 385 | 2310 | 733.33 | 50 | 366.665 | 12.00 | 0 | 0 | 70 | 0.8 |  | True | 1
54 | Thermalrite | CUSTOM | 1 | ea | BULK FREEZER |  |  | 0 | 0 | 0 |  | 0 | 0.00 | 0 | 0 |  | 0.0 |  | True | 0
55 |  |  | 0 |  | SpareNo | SpareNo |  | 0 | 0 | 0 |  | 0 | 0.00 | 0 | 0 |  | 0.0 |  | True | 0 | SpareNo
56 | Custom Fabrication | STAINLESS STEEL | 1 | ea | Floor Trough And Grate |  |  | 0 | 0 | 0 |  | 0 | 0.00 | 0 | 0 |  | 0.0 |  | True | 0
57 | RDT | EVAPORATOR COIL | 1 | ea | EVAPORATOR COIL |  |  | 0 | 0 | 0 |  | 0 | 0.00 | 0 | 0 |  | 0.0 |  | True | 0
58 | Metro | 1848NK3 | 9 | ea | FREEZER STORAGE SHELVING | Super Erecta® Shelf, wire, 48"W x 18"D, plastic split sleeves are included in each carton, Metroseal 3™ epoxy-coated corrosion-resistant finish with Microban® antimicrobial protection, NSF | 0.050005 | 385 | 3465 | 733.33 | 50 | 366.665 | 12.00 | 0 | 0 | 70 | 0.8 |  | True | 1
59 |  |  | 0 |  | SpareNo | SpareNo |  | 0 | 0 | 0 |  | 0 | 0.00 | 0 | 0 |  | 0.0 |  | True | 0 | SpareNo
60 |  |  | 0 |  | SpareNo | SpareNo |  | 0 | 0 | 0 |  | 0 | 0.00 | 0 | 0 |  | 0.0 |  | True | 0 | SpareNo
61 | Thermalrite | CUSTOM | 1 | ea | THAW COOLER |  |  | 0 | 0 | 0 |  | 0 | 0.00 | 0 | 0 |  | 0.0 |  | True | 0
62 | Custom Fabrication | STAINLESS STEEL | 1 | ea | Floor Trough And Grate |  |  | 0 | 0 | 0 |  | 0 | 0.00 | 0 | 0 |  | 0.0 |  | True | 0
63 | RDT | EVAPORATOR COIL | 1 | ea | EVAPORATOR COIL |  |  | 0 | 0 | 0 |  | 0 | 0.00 | 0 | 0 |  | 0.0 |  | True | 0
64 | New Age | 1331 | 4 | ea | UTILITY RACK | Bun Pan Rack, mobile, full height, end loading, open sides, accommodates (20) 18" x 26" pans, slides on 3" centers, all welded aluminum construction, (4) 5" platform casters, NSF, Made in USA | 0.0012579 | 524.1585 | 2096.64 | 1047 | 50 | 523.5 | 58.00 | 0 | 0 | 250 | 20.77 |  | True | 1
|  |  | 4 |  |  | Lifetime warranty against rust & corrosion, 5 year workmanship and material defects warranty, standard |  | 0 | 0 | 0 |  | 0 | 0.00 | 0 | 0 |  | 0.0 |  | True | 1
|  |  | 4 |  |  | 5" platform type casters, std. |  | 0 | 0 | 0 |  | 0 | 0.00 | 0 | 0 |  | 0.0 |  | True | 1
| New Age | PB | 4 | ea |  | Perimeter bumper, non-marking gray rubber strip, adds 2" to length & width (MUST BE FACTORY INSTALLED) | 0.0039841 | 166.1594 | 664.64 | 331 | 50 | 165.5 | 0.00 | 0 | 0 |  | 0.0 |  | True | 1
| New Age | E | 4 | ea |  | Solid Base, solid aluminum sheet welded to top of unit base (must be factory installed) | 0.0052356 | 126.6597 | 506.64 | 252 | 50 | 126 | 0.00 | 0 | 0 |  | 0.0 |  | True | 1
65 |  |  | 0 |  | SpareNo | SpareNo |  | 0 | 0 | 0 |  | 0 | 0.00 | 0 | 0 |  | 0.0 |  | True | 0 | SpareNo
66 | Metro | 1848NK3 | 2 | ea | THAW STORAGE SHELVING | Super Erecta® Shelf, wire, 48"W x 18"D, plastic split sleeves are included in each carton, Metroseal 3™ epoxy-coated corrosion-resistant finish with Microban® antimicrobial protection, NSF | 0.050005 | 385 | 770 | 733.33 | 50 | 366.665 | 12.00 | 0 | 0 | 70 | 0.8 |  | True | 1
67 | INSECT-O-CUTOR | 1894E | 1 | ea | INSECT CONTROL |  |  | 0 | 0 | 0 |  | 0 | 0.00 | 0 | 0 |  | 0.0 |  | True | 0
68 |  |  | 0 |  | SpareNo | SpareNo |  | 0 | 0 | 0 |  | 0 | 0.00 | 0 | 0 |  | 0.0 |  | True | 0 | SpareNo
69 |  |  | 0 |  | SpareNo | SpareNo |  | 0 | 0 | 0 |  | 0 | 0.00 | 0 | 0 |  | 0.0 |  | True | 0 | SpareNo
70 |  |  | 0 |  | SpareNo | SpareNo |  | 0 | 0 | 0 |  | 0 | 0.00 | 0 | 0 |  | 0.0 |  | True | 0 | SpareNo
|  |  | 0 |  |  | MEAT AND POULTRY PREPARATION AREA |  | 0 | 0 | 0 |  | 0 | 0.00 | 0 | 0 |  | 0.0 |  | True | 0
71 | Custom Fabrication | STAINLESS STEEL | 1 | ea | MEAT PREPARATION TABLE WITH SINK |  |  | 0 | 0 | 0 |  | 0 | 0.00 | 0 | 0 |  | 0.0 |  | True | 0
72 | Rubbermaid | FG262000GRAY | 1 | ea | TRASH RECEPTACLE | ProSave® Brute® Container, without lid, 20 gallon, 19-1/2"D x 22-7/8"H, round, reinforced rims, built in handles, double rimmed base, high-impact plastic construction, gray, NSF | 0.073262 | 32.9706 | 32.97 | 61.44 | 50 | 30.72 | 5.83 | 0 | 0 | 250 | 0.0 |  | True | 6
| Rubbermaid | FG264000BLA | 1 | ea | Trash Receptacle, Dolly | Brute® Dolly, 18-1/4"D x 6-5/8"H, heavy duty 3" casters, 250 lb. capacity, for 2620, 2632, 2643, 2655, black | 0.044084 | 45 | 45 | 86.2 | 50 | 43.1 | 5.73 | 0 | 0 | 250 | 0.0 |  | True | 2
| Rubbermaid | FG9G7700WHT | 1 | ea | Trash Receptacle Lid / Top | ProSave® Sliding Container Lid, fits container Brute® 2620, 20-3/4" dia. x 5"H, includes 3 cup portioning scoop (9G52), clear rotating sliding door, dishwasher safe, white, NSF, S.O.S. (Special Order Smallwares) product; see SOS document for details | 0.044129 | 53 | 53 | 101.52 | 50 | 50.76 | 4.85 | 0 | 0 | 250 | 1.44 |  | True | 1
73 | Vendor | EXP20614 | 1 | ea | PREPERATION LABEL PRINTER |  |  | 0 | 0 | 0 |  | 0 | 0.00 | 0 | 0 |  | 0.0 |  | True | 0
74 | Custom Fabrication |  | 1 | ea | RECESSED CUTTING BOARD |  |  | 0 | 0 | 0 |  | 0 | 0.00 | 0 | 0 |  | 0.0 |  | True | 0
75 |  |  | 0 |  | SpareNo | SpareNo |  | 0 | 0 | 0 |  | 0 | 0.00 | 0 | 0 |  | 0.0 |  | True | 0 | SpareNo
76 | Custom Fabrication | STAINLESS STEEL | 1 | ea | DOUBLE WALL SHELF |  |  | 0 | 0 | 0 |  | 0 | 0.00 | 0 | 0 |  | 0.0 |  | True | 0
77 | Detecto | AP-6 | 2 | ea | Portion Scale | Scale, all-purpose, top loading counter model, digital display, zero button, A/C power, 99.95 oz. x .05 oz. capacity, 7-1/2" W x 7-1/16" D x 2-3/4"H (19 x 18 x 7cm), overall, stainless steel construction, 6-3/4" x 5-1/4" (17cm x 13cm) platter, legal for trade, Made in USA, NTEP, legal for trade (Category "A" item) |  | 388 | 776 | 776 | 50 | 388 | 5.00 | 0 | 0 | UPS | 0.0 |  | True | 1
78 | Rubbermaid | FG262000GRAY | 1 | ea | TRASH RECEPTACLE | ProSave® Brute® Container, without lid, 20 gallon, 19-1/2"D x 22-7/8"H, round, reinforced rims, built in handles, double rimmed base, high-impact plastic construction, gray, NSF | 0.073262 | 23 | 23 | 42.86 | 50 | 21.43 | 5.83 | 0 | 0 | 250 | 0.0 |  | True | 6
| Rubbermaid | FG264000BLA | 1 | ea | Trash Receptacle, Dolly | Brute® Dolly, 18-1/4"D x 6-5/8"H, heavy duty 3" casters, 250 lb. capacity, for 2620, 2632, 2643, 2655, black | 0.044084 | 45 | 45 | 86.2 | 50 | 43.1 | 5.73 | 0 | 0 | 250 | 0.0 |  | True | 2
| Rubbermaid | FG9G7700WHT | 1 | ea | Trash Receptacle Lid / Top | ProSave® Sliding Container Lid, fits container Brute® 2620, 20-3/4" dia. x 5"H, includes 3 cup portioning scoop (9G52), clear rotating sliding door, dishwasher safe, white, NSF, S.O.S. (Special Order Smallwares) product; see SOS document for details | 0.044129 | 53 | 53 | 101.52 | 50 | 50.76 | 4.85 | 0 | 0 | 250 | 1.44 |  | True | 1
79 | Custom Fabrication |  | 1 | ea | RECESSED CUTTING BOARD |  |  | 0 | 0 | 0 |  | 0 | 0.00 | 0 | 0 |  | 0.0 |  | True | 0
80 |  |  | 0 |  | SpareNo | SpareNo |  | 0 | 0 | 0 |  | 0 | 0.00 | 0 | 0 |  | 0.0 |  | True | 0 | SpareNo
81 | Hobart | 4812+BUILDUP | 1 | ea | MEAT GRINDER | Meat Chopper, bench type, #12 hub, 1/2 HP motor, 8 lb/min capacity, 19-1/2" x 11-1/2" x 2-1/2" stainless steel pan, stainless steel housing, 4" legs, various chop end & pan options are available, cULus, NSF |  | 0 | 0 | 0 | 50 | 0 | 144.00 | 0 | 0 |  | 4.7 |  | True | 1
|  |  | 1 |  |  | Standard warranty - 1-Year parts, labor & travel time during normal working hours within the USA |  | 0 | 0 | 0 |  | 0 | 0.00 | 0 | 0 |  | 0.0 |  | True | 1
| Hobart | 4812-36 | 1 | ea |  | 120/60/1 Voltage Specification, No Thermal Overload, 6' power cord with NEMA 5-15P plug, USA/Export configuration | 0.00026281 | 1903 | 1903 | 3805 | 50 | 1902.5 | 0.00 | 0 | 0 |  | 0.0 |  | True | 1
| Hobart | 12TIN-C/EPAN | 1 | ea |  | Meat Grinder for #12 attachment hub; complete unit includes the tin plated cast iron chop cylinder, auger, & adjusting ring; 12” diameter x 1-3/4” deep SST pan, Stay Sharp™ alloy steel knife, & a 1/8” carbon steel grind plate |  | 534 | 534 | 1068 | 50 | 534 | 19.00 | 0 | 0 |  | 2.0 |  | True | 1
81 |  |  | 0 |  | SpareNo | SpareNo |  | 0 | 0 | 0 |  | 0 | 0.00 | 0 | 0 |  | 0.0 |  | True | 0 | SpareNo
82 | ASIET | 7720 | 1 | ea | AIR PURIFIER |  |  | 0 | 0 | 0 | 50 | 0 | 0.00 | 0 | 0 |  | 0.0 |  | True | 0
83 | Globe | GC512 | 1 | ea | FOOD SLICER | Chefmate™ Series Medium Duty Compact Slicer, manual, 12" diameter knife, top mounted removable sharpener, gear-driven, knife ring guard, knife cover interlock, stainless steel food contact areas, anodized aluminum base, 1/3 HP, 115v/60/1-ph, 4.8 amps, NEMA 5-15P, cETLus, NSF |  | 3647 | 3647 | 7294 | 50 | 3647 | 110.00 | 0 | 0 | 77.5 | 0.0 |  | True | 1
|  |  | 1 |  |  | 1-year parts & labor warranty (excludes wear/expendable parts) (contact factory for details) |  | 0 | 0 | 0 |  | 0 | 0.00 | 0 | 0 |  | 0.0 |  | True | 1
84 | Custom Fabrication | STAINLESS STEEL | 1 | ea | SLICER CART |  |  | 0 | 0 | 0 |  | 0 | 0.00 | 0 | 0 |  | 0.0 |  | True | 0
85 |  |  | 0 |  | SpareNo | SpareNo |  | 0 | 0 | 0 |  | 0 | 0.00 | 0 | 0 |  | 0.0 |  | True | 0 | SpareNo
86 | New Age | 1331 | 3 | ea | UTILITY RACK | Bun Pan Rack, mobile, full height, end loading, open sides, accommodates (20) 18" x 26" pans, slides on 3" centers, all welded aluminum construction, (4) 5" platform casters, NSF, Made in USA | 0.0012579 | 524.1585 | 1572.48 | 1047 | 50 | 523.5 | 58.00 | 0 | 0 | 250 | 20.77 |  | True | 1
|  |  | 3 |  |  | Lifetime warranty against rust & corrosion, 5 year workmanship and material defects warranty, standard |  | 0 | 0 | 0 |  | 0 | 0.00 | 0 | 0 |  | 0.0 |  | True | 1
|  |  | 3 |  |  | 5" platform type casters, std. |  | 0 | 0 | 0 |  | 0 | 0.00 | 0 | 0 |  | 0.0 |  | True | 1
| New Age | PB | 3 | ea |  | Perimeter bumper, non-marking gray rubber strip, adds 2" to length & width (MUST BE FACTORY INSTALLED) | 0.0039841 | 126 | 378 | 251 | 50 | 125.5 | 0.00 | 0 | 0 |  | 0.0 |  | True | 1
| New Age | E | 3 | ea |  | Solid Base, solid aluminum sheet welded to top of unit base (must be factory installed) | 0.0052356 | 96 | 288 | 191 | 50 | 95.5 | 0.00 | 0 | 0 |  | 0.0 |  | True | 1
87 | RDT | EVAPORATOR COIL | 1 | ea | EVAPORATOR COIL |  |  | 0 | 0 | 0 |  | 0 | 0.00 | 0 | 0 |  | 0.0 |  | True | 0
88 |  |  | 0 |  | SpareNo | SpareNo |  | 0 | 0 | 0 |  | 0 | 0.00 | 0 | 0 |  | 0.0 |  | True | 0 | SpareNo
89 |  |  | 0 |  | SpareNo | SpareNo |  | 0 | 0 | 0 |  | 0 | 0.00 | 0 | 0 |  | 0.0 |  | True | 0 | SpareNo
90 |  |  | 0 |  | SpareNo | SpareNo |  | 0 | 0 | 0 |  | 0 | 0.00 | 0 | 0 |  | 0.0 |  | True | 0 | SpareNo
91 | Custom Fabrication | STAINLESS STEEL | 1 | ea | MEAT PREPARATION TABLE WITH SINK |  |  | 0 | 0 | 0 |  | 0 | 0.00 | 0 | 0 |  | 0.0 |  | True | 0
92 | Edlund | KSUV-18 | 1 | ea | Knife Sanitizer | Knife Sterilizer Cabinet, holds up to 12 knives (2 larger slots to accommodate cleavers), LED light indicator, UV filtered plexiglass door with lockable keyed handle, stainless steel, 115v/60/1-ph, 70 watts, NEMA 5-15P, NSF, cETLus | 9.426e-05 | 1281.6208 | 1281.62 | 2563 | 50 | 1281.5 | 30.00 | 0 | 0 | 70 | 0.0 |  | True | 1
|  |  | 1 |  |  | 1 year limited warranty, standard |  | 0 | 0 | 0 |  | 0 | 0.00 | 0 | 0 |  | 0.0 |  | True | 1
93 | Custom Fabrication |  | 2 | ea | RECESSED CUTTING BOARD |  |  | 0 | 0 | 0 |  | 0 | 0.00 | 0 | 0 |  | 0.0 |  | True | 0
94 | Rubbermaid | FG262000GRAY | 1 | ea | TRASH RECEPTACLE | ProSave® Brute® Container, without lid, 20 gallon, 19-1/2"D x 22-7/8"H, round, reinforced rims, built in handles, double rimmed base, high-impact plastic construction, gray, NSF | 0.073262 | 23 | 23 | 42.86 | 50 | 21.43 | 5.83 | 0 | 0 | 250 | 0.0 |  | True | 6
| Rubbermaid | FG264000BLA | 1 | ea | Trash Receptacle, Dolly | Brute® Dolly, 18-1/4"D x 6-5/8"H, heavy duty 3" casters, 250 lb. capacity, for 2620, 2632, 2643, 2655, black | 0.044084 | 45 | 45 | 86.2 | 50 | 43.1 | 5.73 | 0 | 0 | 250 | 0.0 |  | True | 2
| Rubbermaid | FG9G7700WHT | 1 | ea | Trash Receptacle Lid / Top | ProSave® Sliding Container Lid, fits container Brute® 2620, 20-3/4" dia. x 5"H, includes 3 cup portioning scoop (9G52), clear rotating sliding door, dishwasher safe, white, NSF, S.O.S. (Special Order Smallwares) product; see SOS document for details | 0.044129 | 53 | 53 | 101.52 | 50 | 50.76 | 4.85 | 0 | 0 | 250 | 1.44 |  | True | 1
95 |  |  | 0 |  | SpareNo | SpareNo |  | 0 | 0 | 0 |  | 0 | 0.00 | 0 | 0 |  | 0.0 |  | True | 0 | SpareNo
96 | Custom Fabrication | STAINLESS STEEL | 1 | ea | DOUBLE WALL SHELF |  |  | 0 | 0 | 0 |  | 0 | 0.00 | 0 | 0 |  | 0.0 |  | True | 0
97 | Advance Tabco | 7-PS-68 | 1 | ea | HAND SINK | Hand Sink, wall mounted, 14" wide x 10" front-to-back x 5" deep bowl, 20 gauge 304 stainless steel, with splash mounted gooseneck faucet with wrist blades, basket drain, wall bracket, NSF, cCSAus |  | 499 | 499 | 998 | 50 | 499 | 13.00 | 0 | 0 | 100 | 2.00000 |  | True | 1
| Advance Tabco | 7-PS-10 | 1 | ea |  | P-trap, heavy duty, 1-1/2", 17 gauge |  | 64 | 64 | 128 | 50 | 64 | 1.00 | 0 | 0 | 77.5 | 0.0 |  | True | 1
| Advance Tabco | 7-PS-15 | 1 | ea |  | Welded Side Splash, 12"H (installed height), both sides, for hand sinks with 14" wide x 10" front-to-back bowl, splash mounted faucets | 0.0020534 | 244 | 244 | 487 | 50 | 243.5 | 14.00 | 0 | 0 | 100 | 1.00000 |  | True | 1
98 | Rubbermaid | FG354060GRAY | 1 | ea | TRASH RECEPTACLE | Slim Jim® Container, 23 gallon, 22"W x 11"D x 30"H, with venting channels, molded-in handles, general purpose waste, open type without lid, high-impact plastic construction, gray, Made in USA | -0.0027583 | 61.101 | 61.1 | 122.54 | 50 | 61.27 | 8.24 | 0 | 0 | 150 | 0.0 |  | True | 4
99 |  |  | 0 |  | SpareNo | SpareNo |  | 0 | 0 | 0 |  | 0 | 0.00 | 0 | 0 |  | 0.0 |  | True | 0 | SpareNo
100 |  |  | 0 |  | SpareNo | SpareNo |  | 0 | 0 | 0 |  | 0 | 0.00 | 0 | 0 |  | 0.0 |  | True | 0 | SpareNo
101 | Thermalrite | CUSTOM | 1 | ea | MEAT COOLER |  |  | 0 | 0 | 0 |  | 0 | 0.00 | 0 | 0 |  | 0.0 |  | True | 0
102 | Custom Fabrication | STAINLESS STEEL | 1 | ea | Floor Trough And Grate |  |  | 0 | 0 | 0 |  | 0 | 0.00 | 0 | 0 |  | 0.0 |  | True | 0
103 | RDT | EVAPORATOR COIL | 1 | ea | EVAPORATOR COIL |  |  | 0 | 0 | 0 |  | 0 | 0.00 | 0 | 0 |  | 0.0 |  | True | 0
104 | New Age | 1331 | 2 | ea | UTILITY RACK | Bun Pan Rack, mobile, full height, end loading, open sides, accommodates (20) 18" x 26" pans, slides on 3" centers, all welded aluminum construction, (4) 5" platform casters, NSF, Made in USA | 0.0012579 | 524.1585 | 1048.32 | 1047 | 50 | 523.5 | 58.00 | 0 | 0 | 250 | 20.77 |  | True | 1
|  |  | 2 |  |  | Lifetime warranty against rust & corrosion, 5 year workmanship and material defects warranty, standard |  | 0 | 0 | 0 |  | 0 | 0.00 | 0 | 0 |  | 0.0 |  | True | 1
|  |  | 2 |  |  | 5" platform type casters, std. |  | 0 | 0 | 0 |  | 0 | 0.00 | 0 | 0 |  | 0.0 |  | True | 1
| New Age | PB | 2 | ea |  | Perimeter bumper, non-marking gray rubber strip, adds 2" to length & width (MUST BE FACTORY INSTALLED) | 0.0039841 | 126 | 252 | 251 | 50 | 125.5 | 0.00 | 0 | 0 |  | 0.0 |  | True | 1
| New Age | E | 2 | ea |  | Solid Base, solid aluminum sheet welded to top of unit base (must be factory installed) | 0.0052356 | 96 | 192 | 191 | 50 | 95.5 | 0.00 | 0 | 0 |  | 0.0 |  | True | 1
105 |  |  | 0 |  | SpareNo | SpareNo |  | 0 | 0 | 0 |  | 0 | 0.00 | 0 | 0 |  | 0.0 |  | True | 0 | SpareNo
106 | Metro | 1848NK3 | 4 | ea | MEAT STORAGE SHELVING | Super Erecta® Shelf, wire, 48"W x 18"D, plastic split sleeves are included in each carton, Metroseal 3™ epoxy-coated corrosion-resistant finish with Microban® antimicrobial protection, NSF | 0.050005 | 385 | 1540 | 733.33 | 50 | 366.665 | 12.00 | 0 | 0 | 70 | 0.8 |  | True | 1
107 | Custom Fabrication | STAINLESS STEEL | 1 | ea | Floor Trough And Grate |  |  | 0 | 0 | 0 |  | 0 | 0.00 | 0 | 0 |  | 0.0 |  | True | 0
108 | Thermalrite | CUSTOM | 1 | ea | MEAT FREEZER |  |  | 0 | 0 | 0 |  | 0 | 0.00 | 0 | 0 |  | 0.0 |  | True | 0
109 |  |  | 0 |  | SpareNo | SpareNo |  | 0 | 0 | 0 |  | 0 | 0.00 | 0 | 0 |  | 0.0 |  | True | 0 | SpareNo
110 |  |  | 0 |  | SpareNo | SpareNo |  | 0 | 0 | 0 |  | 0 | 0.00 | 0 | 0 |  | 0.0 |  | True | 0 | SpareNo
111 | RDT | EVAPORATOR COIL | 1 | ea | EVAPORATOR COIL |  |  | 0 | 0 | 0 |  | 0 | 0.00 | 0 | 0 |  | 0.0 |  | True | 0
112 | Metro | 1848NK3 | 6 | ea | MEAT FREEZER STORAGE SHELVING | Super Erecta® Shelf, wire, 48"W x 18"D, plastic split sleeves are included in each carton, Metroseal 3™ epoxy-coated corrosion-resistant finish with Microban® antimicrobial protection, NSF | 0.050005 | 385 | 2310 | 733.33 | 50 | 366.665 | 12.00 | 0 | 0 | 70 | 0.8 |  | True | 1
113 |  |  | 0 |  | SpareNo | SpareNo |  | 0 | 0 | 0 |  | 0 | 0.00 | 0 | 0 |  | 0.0 |  | True | 0 | SpareNo
114 |  |  | 0 |  | SpareNo | SpareNo |  | 0 | 0 | 0 |  | 0 | 0.00 | 0 | 0 |  | 0.0 |  | True | 0 | SpareNo
115 |  |  | 0 |  | SpareNo | SpareNo |  | 0 | 0 | 0 |  | 0 | 0.00 | 0 | 0 |  | 0.0 |  | True | 0 | SpareNo
|  |  | 0 |  |  | FRUIT AND VEGETABLE PREPARATION AREA |  | 0 | 0 | 0 |  | 0 | 0.00 | 0 | 0 |  | 0.0 |  | True | 0
116 | Thermalrite | CUSTOM | 1 | ea | VEGETABLE AND FRUIT COOLER |  |  | 0 | 0 | 0 |  | 0 | 0.00 | 0 | 0 |  | 0.0 |  | True | 0
117 | Custom Fabrication | STAINLESS STEEL | 1 | ea | FLOOR TROUGH AND GRATE |  |  | 0 | 0 | 0 |  | 0 | 0.00 | 0 | 0 |  | 0.0 |  | True | 0
118 | RDT | EVAPORATOR COIL | 2 | ea | EVAPORATOR COIL |  |  | 0 | 0 | 0 |  | 0 | 0.00 | 0 | 0 |  | 0.0 |  | True | 0
119 |  |  | 0 |  | SpareNo | SpareNo |  | 0 | 0 | 0 |  | 0 | 0.00 | 0 | 0 |  | 0.0 |  | True | 0 | SpareNo
120 |  |  | 0 |  | SpareNo | SpareNo |  | 0 | 0 | 0 |  | 0 | 0.00 | 0 | 0 |  | 0.0 |  | True | 0 | SpareNo
121 | New Age | 1331 | 3 | ea | UTILITY RACK | Bun Pan Rack, mobile, full height, end loading, open sides, accommodates (20) 18" x 26" pans, slides on 3" centers, all welded aluminum construction, (4) 5" platform casters, NSF, Made in USA | 0.0012579 | 398 | 1194 | 795 | 50 | 397.5 | 58.00 | 0 | 0 | 250 | 20.77 |  | True | 1
|  |  | 3 |  |  | Lifetime warranty against rust & corrosion, 5 year workmanship and material defects warranty, standard |  | 0 | 0 | 0 |  | 0 | 0.00 | 0 | 0 |  | 0.0 |  | True | 1
|  |  | 3 |  |  | 5" platform type casters, std. |  | 0 | 0 | 0 |  | 0 | 0.00 | 0 | 0 |  | 0.0 |  | True | 1
| New Age | PB | 3 | ea |  | Perimeter bumper, non-marking gray rubber strip, adds 2" to length & width (MUST BE FACTORY INSTALLED) | 0.0039841 | 126 | 378 | 251 | 50 | 125.5 | 0.00 | 0 | 0 |  | 0.0 |  | True | 1
| New Age | E | 3 | ea |  | Solid Base, solid aluminum sheet welded to top of unit base (must be factory installed) | 0.0052356 | 96 | 288 | 191 | 50 | 95.5 | 0.00 | 0 | 0 |  | 0.0 |  | True | 1
122 | Metro | 1848NK3 | 10 | ea | VEGETABLE AND FRUIT STORAGE SHELVING | Super Erecta® Shelf, wire, 48"W x 18"D, plastic split sleeves are included in each carton, Metroseal 3™ epoxy-coated corrosion-resistant finish with Microban® antimicrobial protection, NSF | 0.050005 | 385 | 3850 | 733.33 | 50 | 366.665 | 12.00 | 0 | 0 | 70 | 0.8 |  | True | 1
123 | Custom Fabrication | STAINLESS STEEL | 1 | ea | Floor Trough And Grate |  |  | 0 | 0 | 0 |  | 0 | 0.00 | 0 | 0 |  | 0.0 |  | True | 0
124 |  |  | 0 |  | SpareNo | SpareNo |  | 0 | 0 | 0 |  | 0 | 0.00 | 0 | 0 |  | 0.0 |  | True | 0 | SpareNo
125 |  |  | 0 |  | SpareNo | SpareNo |  | 0 | 0 | 0 |  | 0 | 0.00 | 0 | 0 |  | 0.0 |  | True | 0 | SpareNo
126 | Advance Tabco | 7-PS-68 | 1 | ea | HAND SINK | Hand Sink, wall mounted, 14" wide x 10" front-to-back x 5" deep bowl, 20 gauge 304 stainless steel, with splash mounted gooseneck faucet with wrist blades, basket drain, wall bracket, NSF, cCSAus |  | 371 | 371 | 742 | 50 | 371 | 13.00 | 0 | 0 | 100 | 2.00000 |  | True | 1
| Advance Tabco | 7-PS-10 | 1 | ea |  | P-trap, heavy duty, 1-1/2", 17 gauge |  | 64 | 64 | 128 | 50 | 64 | 1.00 | 0 | 0 | 77.5 | 0.0 |  | True | 1
| Advance Tabco | 7-PS-15 | 1 | ea |  | Welded Side Splash, 12"H (installed height), both sides, for hand sinks with 14" wide x 10" front-to-back bowl, splash mounted faucets | 0.0020534 | 244 | 244 | 487 | 50 | 243.5 | 14.00 | 0 | 0 | 100 | 1.00000 |  | True | 1
127 | Rubbermaid | FG354060GRAY | 1 | ea | TRASH RECEPTACLE | Slim Jim® Container, 23 gallon, 22"W x 11"D x 30"H, with venting channels, molded-in handles, general purpose waste, open type without lid, high-impact plastic construction, gray, Made in USA | -0.0027583 | 47 | 47 | 94.26 | 50 | 47.13 | 8.24 | 0 | 0 | 150 | 0.0 |  | True | 4
128 | New Age | 1331 | 4 | ea | UTILITY RACK | Bun Pan Rack, mobile, full height, end loading, open sides, accommodates (20) 18" x 26" pans, slides on 3" centers, all welded aluminum construction, (4) 5" platform casters, NSF, Made in USA | 0.0012579 | 398 | 1592 | 795 | 50 | 397.5 | 58.00 | 0 | 0 | 250 | 20.77 |  | True | 1
|  |  | 4 |  |  | Lifetime warranty against rust & corrosion, 5 year workmanship and material defects warranty, standard |  | 0 | 0 | 0 |  | 0 | 0.00 | 0 | 0 |  | 0.0 |  | True | 1
|  |  | 4 |  |  | 5" platform type casters, std. |  | 0 | 0 | 0 |  | 0 | 0.00 | 0 | 0 |  | 0.0 |  | True | 1
| New Age | PB | 4 | ea |  | Perimeter bumper, non-marking gray rubber strip, adds 2" to length & width (MUST BE FACTORY INSTALLED) | 0.0039841 | 126 | 504 | 251 | 50 | 125.5 | 0.00 | 0 | 0 |  | 0.0 |  | True | 1
| New Age | E | 4 | ea |  | Solid Base, solid aluminum sheet welded to top of unit base (must be factory installed) | 0.0052356 | 96 | 384 | 191 | 50 | 95.5 | 0.00 | 0 | 0 |  | 0.0 |  | True | 1
129 |  |  | 0 |  | SpareNo | SpareNo |  | 0 | 0 | 0 |  | 0 | 0.00 | 0 | 0 |  | 0.0 |  | True | 0 | SpareNo
130 |  |  | 0 |  | SpareNo | SpareNo |  | 0 | 0 | 0 |  | 0 | 0.00 | 0 | 0 |  | 0.0 |  | True | 0 | SpareNo
131 | ASIET | 7720 | 1 | ea | AIR PURIFIER |  |  | 0 | 0 | 0 | 50 | 0 | 0.00 | 0 | 0 |  | 0.0 |  | True | 0
132 | RDT | EVAPORATOR COIL | 1 | ea | EVAPORATOR COIL |  |  | 0 | 0 | 0 |  | 0 | 0.00 | 0 | 0 |  | 0.0 |  | True | 0
133 | Custom Fabrication | STAINLESS STEEL | 1 | ea | COLD PREPARATION TABLE WITH SINKS |  |  | 0 | 0 | 0 |  | 0 | 0.00 | 0 | 0 |  | 0.0 |  | True | 0
134 | Edlund | KSUV-18 | 1 | ea | Knife Sanitizer | Knife Sterilizer Cabinet, holds up to 12 knives (2 larger slots to accommodate cleavers), LED light indicator, UV filtered plexiglass door with lockable keyed handle, stainless steel, 115v/60/1-ph, 70 watts, NEMA 5-15P, NSF, cETLus | 9.426e-05 | 1061 | 1061 | 2121.8 | 50 | 1060.9 | 30.00 | 0 | 0 | 70 | 0.0 |  | True | 1
|  |  | 1 |  |  | 1 year limited warranty, standard |  | 0 | 0 | 0 |  | 0 | 0.00 | 0 | 0 |  | 0.0 |  | True | 1
135 |  |  | 0 |  | SpareNo | SpareNo |  | 0 | 0 | 0 |  | 0 | 0.00 | 0 | 0 |  | 0.0 |  | True | 0 | SpareNo
136 | Custom Fabrication |  | 2 | ea | RECESSED CUTTING BOARD |  |  | 0 | 0 | 0 |  | 0 | 0.00 | 0 | 0 |  | 0.0 |  | True | 0
137 | Rubbermaid | FG262000GRAY | 1 | ea | TRASH RECEPTACLE | ProSave® Brute® Container, without lid, 20 gallon, 19-1/2"D x 22-7/8"H, round, reinforced rims, built in handles, double rimmed base, high-impact plastic construction, gray, NSF | 0.073262 | 23 | 23 | 42.86 | 50 | 21.43 | 5.83 | 0 | 0 | 250 | 0.0 |  | True | 6
| Rubbermaid | FG264000BLA | 1 | ea | Trash Receptacle, Dolly | Brute® Dolly, 18-1/4"D x 6-5/8"H, heavy duty 3" casters, 250 lb. capacity, for 2620, 2632, 2643, 2655, black | 0.044084 | 45 | 45 | 86.2 | 50 | 43.1 | 5.73 | 0 | 0 | 250 | 0.0 |  | True | 2
| Rubbermaid | FG9G7700WHT | 1 | ea | Trash Receptacle Lid / Top | ProSave® Sliding Container Lid, fits container Brute® 2620, 20-3/4" dia. x 5"H, includes 3 cup portioning scoop (9G52), clear rotating sliding door, dishwasher safe, white, NSF, S.O.S. (Special Order Smallwares) product; see SOS document for details | 0.044129 | 53 | 53 | 101.52 | 50 | 50.76 | 4.85 | 0 | 0 | 250 | 1.44 |  | True | 1
138 | Custom Fabrication | STAINLESS STEEL | 1 | ea | DOUBLE WALL SHELF |  |  | 0 | 0 | 0 |  | 0 | 0.00 | 0 | 0 |  | 0.0 |  | True | 0
139 |  |  | 0 |  | SpareNo | SpareNo |  | 0 | 0 | 0 |  | 0 | 0.00 | 0 | 0 |  | 0.0 |  | True | 0 | SpareNo
140 |  |  | 0 |  | SpareNo | SpareNo |  | 0 | 0 | 0 |  | 0 | 0.00 | 0 | 0 |  | 0.0 |  | True | 0 | SpareNo
141 | Robot Coupe | R2N | 1 | ea | FOOD PROCESSOR | Commercial Food Processor, 3 liter gray polycarbonate bowl with handle, vegetable prep attachment with external ejection, kidney-shaped opening, includes: (1) "S" blade (27055), (1) 2mm grating disc (27577), (1) 4mm slicing disc (27566), continuous feed, bowl attachment designed for vertical cutting & mixing, on/off & pulse switch, single speed, 1725 RPM, 120v/60/1-ph, 7.0 amps, 1 HP, NEMA 5-15P, cETLus, ETL-Sanitation | 0.00031959 | 1102.1521 | 1102.15 | 1574 | 30 | 1101.8 | 33.00 | 0 | 0 | 100 | 2.52 |  | True | 1
|  |  | 1 |  |  | 1 year parts & labor warranty |  | 0 | 0 | 0 |  | 0 | 0.00 | 0 | 0 |  | 0.0 |  | True | 1
|  |  | 1 |  |  | 3 year motor warranty |  | 0 | 0 | 0 |  | 0 | 0.00 | 0 | 0 |  | 0.0 |  | True | 1
| Robot Coupe | SP3DISC | 1 | st |  | SP3Disc, (3) disc package includes: (1) 1/4" grating disc, (1) 1/4" x 1/4" julienne disc, (1) 1/32" slicing disc |  | 250 | 250 | 250 |  | 250 | 0.00 | 0 | 0 | 100 | 0.0 |  | True | 1
142 | Piper Products | GSM XL | 1 | ea | VEGETABLE SLICER | (Previously Globe Model # GVC600) Vegetable Cutter, ergonomic 45° angle, on-off latch, double safety interlocks, processes up to 900 lbs. per hour, 280 RPM, polished cast aluminum hopper head & sealed upper housing, stainless steel body & base, antimicrobial protection, gear-drive, CE, NSF, UL, HACCP (discs sold separately) | 0.00012763 | 6100.2785 | 6100.28 | 12199 | 50 | 6099.5 | 81.13 | 0 | 0 | 85 | 0.0 |  | True | 1
|  |  | 1 |  |  | 2 year warranty parts and labor from date of purchase |  | 0 | 0 | 0 |  | 0 | 0.00 | 0 | 0 |  | 0.0 |  | True | 1
|  |  | 1 |  |  | 115v/60/1-ph, 14.5 amp, 1 hp |  | 0 | 0 | 0 |  | 0 | 0.00 | 0 | 0 |  | 0.0 |  | True | 1
| Piper Products | DISC3PK-7 | 1 | ea |  | Disc Package, includes: a slicing disc 5/64", slicing disc 5/32", shredding plate 3/16", plate holder & a 3-peg wall rack for GSM XL |  | 916 | 916 | 1832 | 50 | 916 | 11.50 | 0 | 0 | 85 | 0.0 |  | True | 1
143 | Vendor | EXP20614 | 1 | ea | PREPARATION LABEL PRINTER |  |  | 0 | 0 | 0 |  | 0 | 0.00 | 0 | 0 |  | 0.0 |  | True | 0
144 | Custom Fabrication |  | 2 | ea | RECESSED CUTTING BOARD |  |  | 0 | 0 | 0 |  | 0 | 0.00 | 0 | 0 |  | 0.0 |  | True | 0
145 |  |  | 0 |  | SpareNo | SpareNo |  | 0 | 0 | 0 |  | 0 | 0.00 | 0 | 0 |  | 0.0 |  | True | 0 | SpareNo
146 | Rubbermaid | FG262000GRAY | 1 | ea | TRASH RECEPTACLE | ProSave® Brute® Container, without lid, 20 gallon, 19-1/2"D x 22-7/8"H, round, reinforced rims, built in handles, double rimmed base, high-impact plastic construction, gray, NSF | 0.073262 | 23 | 23 | 42.86 | 50 | 21.43 | 5.83 | 0 | 0 | 250 | 0.0 |  | True | 6
| Rubbermaid | FG264000BLA | 1 | ea |  | Brute® Dolly, 18-1/4"D x 6-5/8"H, heavy duty 3" casters, 250 lb. capacity, for 2620, 2632, 2643, 2655, black | 0.044084 | 45 | 45 | 86.2 | 50 | 43.1 | 5.73 | 0 | 0 | 250 | 0.0 |  | True | 2
| Rubbermaid | FG9G7700WHT | 1 | ea | Trash Receptacle Lid / Top | ProSave® Sliding Container Lid, fits container Brute® 2620, 20-3/4" dia. x 5"H, includes 3 cup portioning scoop (9G52), clear rotating sliding door, dishwasher safe, white, NSF, S.O.S. (Special Order Smallwares) product; see SOS document for details | 0.044129 | 53 | 53 | 101.52 | 50 | 50.76 | 4.85 | 0 | 0 | 250 | 1.44 |  | True | 1
147 | Detecto | AP-6 | 2 | ea | Portion Scale | Scale, all-purpose, top loading counter model, digital display, zero button, A/C power, 99.95 oz. x .05 oz. capacity, 7-1/2" W x 7-1/16" D x 2-3/4"H (19 x 18 x 7cm), overall, stainless steel construction, 6-3/4" x 5-1/4" (17cm x 13cm) platter, legal for trade, Made in USA, NTEP, legal for trade (Category "A" item) |  | 388 | 776 | 776 | 50 | 388 | 5.00 | 0 | 0 | UPS | 0.0 |  | True | 1
148 | Edlund | S-11CL | 1 | ea | Can Opener | Can Opener, manual, clamping base model with long bar (for cans up to 17" high), secures to underside of table, NSF certified | -0.00016092 | 548.4117 | 548.41 | 1097 | 50 | 548.5 | 10.00 | 0 | 0 | 70 | 0.0 |  | True | 3
|  |  | 1 |  |  | 5 year limited warranty, standard |  | 0 | 0 | 0 |  | 0 | 0.00 | 0 | 0 |  | 0.0 |  | True | 1
149 |  |  | 0 |  | SpareNo | SpareNo |  | 0 | 0 | 0 |  | 0 | 0.00 | 0 | 0 |  | 0.0 |  | True | 0 | SpareNo
150 |  |  | 0 |  | SpareNo | SpareNo |  | 0 | 0 | 0 |  | 0 | 0.00 | 0 | 0 |  | 0.0 |  | True | 0 | SpareNo
151 | Vendor | EXP20614 | 1 | ea | PREPERATION LABEL PRINTER |  |  | 0 | 0 | 0 |  | 0 | 0.00 | 0 | 0 |  | 0.0 |  | True | 0
152 | Nilma | IDROVER 50 | 1 | ea | SALAD DRYER |  |  | 0 | 0 | 0 |  | 0 | 0.00 | 0 | 0 |  | 0.0 |  | True | 0
153 | RDT |  | 1 | ea | REFRIGERATION RACK |  |  | 0 | 0 | 0 |  | 0 | 0.00 | 0 | 0 |  | 0.0 |  | True | 0
154 |  |  | 0 |  | SpareNo | SpareNo |  | 0 | 0 | 0 |  | 0 | 0.00 | 0 | 0 |  | 0.0 |  | True | 0 | SpareNo
155-200 |  |  | 0 |  | SpareNo | SpareNo |  | 0 | 0 | 0 |  | 0 | 0.00 | 0 | 0 |  | 0.0 |  | True | 0 | SpareNo
|  |  | 0 |  |  | HOLDING/FINISH COOLER |  | 0 | 0 | 0 |  | 0 | 0.00 | 0 | 0 |  | 0.0 |  | True | 0
201 | Thermalrite | BLAST CHILLER/FREEZER | 1 | ea | BUILT-IN BLAST CHILLER |  |  | 0 | 0 | 0 |  | 0 | 0.00 | 0 | 0 |  | 0.0 |  | True | 0
202 | Custom Fabrication | STAINLESS STEEL | 1 | ea | Floor Trough And Grate |  |  | 0 | 0 | 0 |  | 0 | 0.00 | 0 | 0 |  | 0.0 |  | True | 0
203 | RDT | LED | 1 | ea | EVAPORATOR COIL | On Emergency Power |  | 0 | 0 | 0 |  | 0 | 0.00 | 0 | 0 |  | 0.0 |  | True | 0
204 | New Age | 1331 | 1 | ea | UTILITY RACK | Bun Pan Rack, mobile, full height, end loading, open sides, accommodates (20) 18" x 26" pans, slides on 3" centers, all welded aluminum construction, (4) 5" platform casters, NSF, Made in USA | 0.0012579 | 398 | 398 | 795 | 50 | 397.5 | 58.00 | 0 | 0 | 250 | 20.77 |  | True | 1
|  |  | 1 |  |  | Lifetime warranty against rust & corrosion, 5 year workmanship and material defects warranty, standard |  | 0 | 0 | 0 |  | 0 | 0.00 | 0 | 0 |  | 0.0 |  | True | 1
|  |  | 1 |  |  | 5" platform type casters, std. |  | 0 | 0 | 0 |  | 0 | 0.00 | 0 | 0 |  | 0.0 |  | True | 1
| New Age | PB | 1 | ea |  | Perimeter bumper, non-marking gray rubber strip, adds 2" to length & width (MUST BE FACTORY INSTALLED) | 0.0039841 | 126 | 126 | 251 | 50 | 125.5 | 0.00 | 0 | 0 |  | 0.0 |  | True | 1
| New Age | E | 1 | ea |  | Solid Base, solid aluminum sheet welded to top of unit base (must be factory installed) | 0.0052356 | 96 | 96 | 191 | 50 | 95.5 | 0.00 | 0 | 0 |  | 0.0 |  | True | 1
205 |  |  | 0 |  | SpareNo | SpareNo |  | 0 | 0 | 0 |  | 0 | 0.00 | 0 | 0 |  | 0.0 |  | True | 0 | SpareNo
206 | Thermalrite | CUSTOM | 1 | ea | FINISH HOLDING COOLER |  |  | 0 | 0 | 0 |  | 0 | 0.00 | 0 | 0 |  | 0.0 |  | True | 0
207 | Custom Fabrication | STAINLESS STEEL | 1 | ea | Floor Trough And Grate |  |  | 0 | 0 | 0 |  | 0 | 0.00 | 0 | 0 |  | 0.0 |  | True | 0
208 | RDT | EVAPORATOR COIL | 1 | ea | EVAPORATOR COIL |  |  | 0 | 0 | 0 |  | 0 | 0.00 | 0 | 0 |  | 0.0 |  | True | 0
209 |  |  | 0 |  | SpareNo | SpareNo |  | 0 | 0 | 0 |  | 0 | 0.00 | 0 | 0 |  | 0.0 |  | True | 0 | SpareNo
210 |  |  | 0 |  | SpareNo | SpareNo |  | 0 | 0 | 0 |  | 0 | 0.00 | 0 | 0 |  | 0.0 |  | True | 0 | SpareNo
211 | New Age | 1331 | 10 | ea | UTILITY RACK | Bun Pan Rack, mobile, full height, end loading, open sides, accommodates (20) 18" x 26" pans, slides on 3" centers, all welded aluminum construction, (4) 5" platform casters, NSF, Made in USA | 0.0012579 | 398 | 3980 | 795 | 50 | 397.5 | 58.00 | 0 | 0 | 250 | 20.77 |  | True | 1
|  |  | 10 |  |  | Lifetime warranty against rust & corrosion, 5 year workmanship and material defects warranty, standard |  | 0 | 0 | 0 |  | 0 | 0.00 | 0 | 0 |  | 0.0 |  | True | 1
|  |  | 10 |  |  | 5" platform type casters, std. |  | 0 | 0 | 0 |  | 0 | 0.00 | 0 | 0 |  | 0.0 |  | True | 1
| New Age | PB | 10 | ea |  | Perimeter bumper, non-marking gray rubber strip, adds 2" to length & width (MUST BE FACTORY INSTALLED) | 0.0039841 | 126 | 1260 | 251 | 50 | 125.5 | 0.00 | 0 | 0 |  | 0.0 |  | True | 1
| New Age | E | 10 | ea |  | Solid Base, solid aluminum sheet welded to top of unit base (must be factory installed) | 0.0052356 | 96 | 960 | 191 | 50 | 95.5 | 0.00 | 0 | 0 |  | 0.0 |  | True | 1
212 | Metro | 1848NK3 | 3 | ea | COOLER STORAGE SHELVING | Super Erecta® Shelf, wire, 48"W x 18"D, plastic split sleeves are included in each carton, Metroseal 3™ epoxy-coated corrosion-resistant finish with Microban® antimicrobial protection, NSF | 0.050005 | 385 | 1155 | 733.33 | 50 | 366.665 | 12.00 | 0 | 0 | 70 | 0.8 |  | True | 1
213 | Custom Fabrication | STAINLESS STEEL | 1 | ea | FLOOR TROUGH AND GRATE |  |  | 0 | 0 | 0 |  | 0 | 0.00 | 0 | 0 |  | 0.0 |  | True | 0
213 |  |  | 0 |  | SpareNo | SpareNo |  | 0 | 0 | 0 |  | 0 | 0.00 | 0 | 0 |  | 0.0 |  | True | 0 | SpareNo
214 |  |  | 0 |  | SpareNo | SpareNo |  | 0 | 0 | 0 |  | 0 | 0.00 | 0 | 0 |  | 0.0 |  | True | 0 | SpareNo
215 |  |  | 0 |  | SpareNo | SpareNo |  | 0 | 0 | 0 |  | 0 | 0.00 | 0 | 0 |  | 0.0 |  | True | 0 | SpareNo
216 |  |  | 0 |  | SpareNo | SpareNo |  | 0 | 0 | 0 |  | 0 | 0.00 | 0 | 0 |  | 0.0 |  | True | 0 | SpareNo
217 |  |  | 0 |  | SpareNo | SpareNo |  | 0 | 0 | 0 |  | 0 | 0.00 | 0 | 0 |  | 0.0 |  | True | 0 | SpareNo
218 |  |  | 0 |  | SpareNo | SpareNo |  | 0 | 0 | 0 |  | 0 | 0.00 | 0 | 0 |  | 0.0 |  | True | 0 | SpareNo
219 |  |  | 0 |  | SpareNo | SpareNo |  | 0 | 0 | 0 |  | 0 | 0.00 | 0 | 0 |  | 0.0 |  | True | 0 | SpareNo
220 |  |  | 0 |  | SpareNo | SpareNo |  | 0 | 0 | 0 |  | 0 | 0.00 | 0 | 0 |  | 0.0 |  | True | 0 | SpareNo
|  |  | 0 |  |  | ICE PRODUCTION AREA |  | 0 | 0 | 0 |  | 0 | 0.00 | 0 | 0 |  | 0.0 |  | True | 0
221 | Custom Fabrication | STAINLESS STEEL | 1 | ea | Floor Trough And Grate |  |  | 0 | 0 | 0 |  | 0 | 0.00 | 0 | 0 |  | 0.0 |  | True | 0
222 | Scotsman | C1448MW-32 | 1 | ea | ICE MACHINE | Prodigy Plus® Ice Maker, cube style, water-cooled, self-contained condenser, production capacity up to 1444 lb/24 hours at 70°/50° (1340 lb AHRI certified at 90°/70°), stainless steel finish, medium cube size, 208-230v/60/1-ph, 16.0 amps, cULus, NSF, CE | 7.8647e-05 | 9235.2263 | 9235.23 | 18469 | 50 | 9234.5 | 345.00 | 0 | 0 | 92.5 | 28.4 |  | True | 1
|  |  | 1 |  |  | 3 year parts & labor warranties |  | 0 | 0 | 0 |  | 0 | 0.00 | 0 | 0 |  | 0.0 |  | True | 1
|  |  | 1 |  |  | 5 year parts & labor warranties on Evaporator |  | 0 | 0 | 0 |  | 0 | 0.00 | 0 | 0 |  | 0.0 |  | True | 1
|  |  | 1 |  |  | 5 year parts on compressor & condenser |  | 0 | 0 | 0 |  | 0 | 0.00 | 0 | 0 |  | 0.0 |  | True | 1
223 | Scotsman | ICS1790 | 1 | ea | ICE BIN | Ice Express Transport System, side-hinged front door & (3) bays for (3) roll under carts (included), 1716 lb ice storage capacity, for top-mounted ice maker, stainless steel exterior, polyurethane insulation, polyethylene liner, NSF, engineered and assembled in USA, includes universal bin adapter for most applications, includes paddle with hanger |  | 27752 | 27752 | 55504 | 50 | 27752 | 978.00 | 0 | 0 | 92.5 | 0.0 |  | True | 1
|  |  | 1 |  |  | NOTE: Sale of this product must comply with Scotsman's MSRP Policy; contact your Scotsman representative for details |  | 0 | 0 | 0 |  | 0 | 0.00 | 0 | 0 |  | 0.0 |  | True | 1
|  |  | 1 |  |  | 5 year parts & labor warranties |  | 0 | 0 | 0 |  | 0 | 0.00 | 0 | 0 |  | 0.0 |  | True | 1
|  |  | 1 |  |  | NOTE: Bins include universal bin top filler panels for use with most applications |  | 0 | 0 | 0 |  | 0 | 0.00 | 0 | 0 |  | 0.0 |  | True | 1
224 | Scotsman | ICS-CP | 3 | ea | ICE CART | Replacement poly cart for Ice Express Transport System, ice storage capacity up to 250 lb, engineered and assembled in USA |  | 2756.5 | 8269.5 | 5513 | 50 | 2756.5 | 100.00 | 0 | 0 | 92.5 | 19.25926 |  | True | 1
225 |  |  | 0 |  | SpareNo | SpareNo |  | 0 | 0 | 0 |  | 0 | 0.00 | 0 | 0 |  | 0.0 |  | True | 0 | SpareNo
226 | Scotsman | F0822W-32 | 1 | ea | ICE MACHINE | Prodigy™ Ice Maker, flake style, water-cooled, self-contained condenser, production capcity up to 775 lb/24 hours at 70°/50° (654 lb AHRI certified at 90°/70°), Auto-alert™ indicating lights, stainless steel finish, R-404A refrigerant, 208-230v/60/1-ph, 8.9 amps, NSF, cULus |  | 5020 | 5020 | 10040 | 50 | 5020 | 175.00 | 0 | 0 | 92.5 | 13.9 |  | True | 1
|  |  | 1 |  |  | 3 year parts & labor warranties |  | 0 | 0 | 0 |  | 0 | 0.00 | 0 | 0 |  | 0.0 |  | True | 1
|  |  | 1 |  |  | 5 year parts on compressor |  | 0 | 0 | 0 |  | 0 | 0.00 | 0 | 0 |  | 0.0 |  | True | 1
227 | Custom Fabrication | STAINLESS STEEL | 1 | ea | Floor Trough And Grate |  |  | 0 | 0 | 0 |  | 0 | 0.00 | 0 | 0 |  | 0.0 |  | True | 0
228 | Everpure | EV932422 | 1 | ea | WATER FILTRATION SYSTEM | Insurice® Twin PF-i2000² Twin System, with prefilter, 18,000 gallon capacity, 3.34 gpm flow rate, 0.5-micron precoat filtration, for cubers up to 1,450 lbs/day or flakers up to 2,200 lbs/day, pressure gauge, flushing valve, NSF, ANSI | 0.00099108 | 634.6283 | 634.63 | 1268 | 50 | 634 | 22.00 | 0 | 0 |  | 0.0 |  | True | 1
|  |  | 1 |  |  | Note: This system requires (2) cartridges. |  | 0 | 0 | 0 |  | 0 | 0.00 | 0 | 0 |  | 0.0 |  | True | 1
229 |  |  | 0 |  | SpareNo | SpareNo |  | 0 | 0 | 0 |  | 0 | 0.00 | 0 | 0 |  | 0.0 |  | True | 0 | SpareNo
230 |  |  | 0 |  | SpareNo | SpareNo |  | 0 | 0 | 0 |  | 0 | 0.00 | 0 | 0 |  | 0.0 |  | True | 0 | SpareNo
231 | Everpure | EV932401 | 1 | ea | WATER FILTRATION SYSTEM | Insurice® Single-i2000² System, 9,000 gallon capacity, 1.67 gpm flow rate, 0.5-micron filtration, for cubers up to 500 lbs/day or flakers up to 1,500 lbs/day, pressure gauge, flushing valve, NSF, ANSI |  | 272 | 272 | 544 | 50 | 272 | 6.00 | 0 | 0 |  | 0.0 |  | True | 1
232 |  |  | 0 |  | SpareNo | SpareNo |  | 0 | 0 | 0 |  | 0 | 0.00 | 0 | 0 |  | 0.0 |  | True | 0 | SpareNo
233 |  |  | 0 |  | SpareNo | SpareNo |  | 0 | 0 | 0 |  | 0 | 0.00 | 0 | 0 |  | 0.0 |  | True | 0 | SpareNo
234 |  |  | 0 |  | SpareNo | SpareNo |  | 0 | 0 | 0 |  | 0 | 0.00 | 0 | 0 |  | 0.0 |  | True | 0 | SpareNo
235-240 |  |  | 0 |  | SpareNo | SpareNo |  | 0 | 0 | 0 |  | 0 | 0.00 | 0 | 0 |  | 0.0 |  | True | 0 | SpareNo
|  |  | 0 |  |  | NUTRITION OFFICE AREA |  | 0 | 0 | 0 |  | 0 | 0.00 | 0 | 0 |  | 0.0 |  | True | 0
241 | Custom |  | 1 | ea | WORK SURFACE | MILLWORK/ BY GENERAL CONTRACTOR |  | 0 | 0 | 0 |  | 0 | 0.00 | 0 | 0 |  | 0.0 |  | True | 0
242 | OS&E | OS&E | 1 | ea | CHAIR | BY OS&E |  | 0 | 0 | 0 |  | 0 | 0.00 | 0 | 0 |  | 0.0 |  | True | 0
243 | OS&e | OS&E | 1 | ea | COMPUTER | BY OS&E |  | 0 | 0 | 0 |  | 0 | 0.00 | 0 | 0 |  | 0.0 |  | True | 0
244 | OS&E | OS&E | 1 | ea | CHAIR | BY OS&E |  | 0 | 0 | 0 |  | 0 | 0.00 | 0 | 0 |  | 0.0 |  | True | 0
245 |  |  | 0 |  | SpareNo | SpareNo |  | 0 | 0 | 0 |  | 0 | 0.00 | 0 | 0 |  | 0.0 |  | True | 0 | SpareNo
246 | OS&e | OS&E | 1 | ea | COMPUTER | BY OS&E |  | 0 | 0 | 0 |  | 0 | 0.00 | 0 | 0 |  | 0.0 |  | True | 0
247 | Custom |  | 1 | ea | WALL CABINET | MILLWORK/ BY GENERAL CONTRACTOR |  | 0 | 0 | 0 |  | 0 | 0.00 | 0 | 0 |  | 0.0 |  | True | 0
248 | OS&E | OS&E | 1 | ea | CHAIR | BY OS&E |  | 0 | 0 | 0 |  | 0 | 0.00 | 0 | 0 |  | 0.0 |  | True | 0
249 |  |  | 0 |  | SpareNo | SpareNo |  | 0 | 0 | 0 |  | 0 | 0.00 | 0 | 0 |  | 0.0 |  | True | 0 | SpareNo
250 |  |  | 0 |  | SpareNo | SpareNo |  | 0 | 0 | 0 |  | 0 | 0.00 | 0 | 0 |  | 0.0 |  | True | 0 | SpareNo
251 | OS&e | OS&E | 1 | ea | COMPUTER | BY OS&E |  | 0 | 0 | 0 |  | 0 | 0.00 | 0 | 0 |  | 0.0 |  | True | 0
252 | OS&E | OS&E | 1 | ea | PRINTER/FAX MACHINE | BY OS&E |  | 0 | 0 | 0 |  | 0 | 0.00 | 0 | 0 |  | 0.0 |  | True | 0
253 |  |  | 0 |  | SpareNo | SpareNo |  | 0 | 0 | 0 |  | 0 | 0.00 | 0 | 0 |  | 0.0 |  | True | 0 | SpareNo
254 |  |  | 0 |  | SpareNo | SpareNo |  | 0 | 0 | 0 |  | 0 | 0.00 | 0 | 0 |  | 0.0 |  | True | 0 | SpareNo
255-260 |  |  | 0 |  | SpareNo | SpareNo |  | 0 | 0 | 0 |  | 0 | 0.00 | 0 | 0 |  | 0.0 |  | True | 0 | SpareNo
|  |  | 0 |  |  | BULK COOKING AREA |  | 0 | 0 | 0 |  | 0 | 0.00 | 0 | 0 |  | 0.0 |  | True | 0
261 | Globe | SP60 | 1 | ea | 60QT. MIXER | Planetary Mixer, floor model, 3-speed (fixed), 60 qt. (57 liter) stainless steel bowl, #12 attachment hub, includes: stainless steel removable bowl guard with built-in ingredient chute, stainless steel wire whip, aluminum flat beater, aluminum spiral dough hook & bowl truck, safety interlocked bowl lift, gear-driven, high torque transmission, heat-treated hardened steel alloy gears & shafts, thermal overload protection, front-mounted digital touchpad controls with 60-minute digital timer & last batch recall, non-slip rubber feet, cast iron body, enamel gray finish, 3 HP motor, cord, NSF, cETLus |  | 15513 | 15513 | 31026 | 50 | 15513 | 700.00 | 0 | 0 | 85 | 0.0 |  | True | 1
|  |  | 1 |  |  | 2 year parts & labor warranty (1 year parts only warranty on agitator and hub accessories, no labor provided) (excludes wear items), standard |  | 0 | 0 | 0 |  | 0 | 0.00 | 0 | 0 |  | 0.0 |  | True | 1
|  |  | 1 |  |  | 220v/60/1-ph, 23.0 amps, NEMA L6-30P |  | 0 | 0 | 0 |  | 0 | 0.00 | 0 | 0 |  | 0.0 |  | True | 1
262 | Fisher | 5440 | 1 | ea | FILLER FAUCET | Pot Filler Faucet, splash-mounted 8" OC with vacuum breaker, 72" flexible hose, hook nozzle, wall hook, 3/4" inlet |  | 650 | 650 | 1300 | 50 | 650 | 18.00 | 0 | 0 | 77.5 | 0.0 |  | True | 1
263 | Custom Fabrication | STAINLESS STEEL | 1 | ea | PREPARATION TABLE WITH SINK |  |  | 0 | 0 | 0 |  | 0 | 0.00 | 0 | 0 |  | 0.0 |  | True | 0
264 | Metro | C569-SDS-UPDS | 1 | ea | PASS-THRU HEATED CABINET | C5™ 6 Series Heated Holding Cabinet, mobile, full height, pass thru, insulated, solid Dutch doors, top mount controls & analog thermometer, ducted heating system, thermostat 70° to 200°F temp, universal wire slides (17) 18" x 26" or (32) 12" x 20" x 2-1/2" pan capacity, 3" OC (adjustable on 1-1/2" increments), 5" casters (2 with brakes), 304 stainless steel, 120v/60/1-ph, 2000 watts, 16.7 amps, NEMA 5-20P, cULus, NSF |  | 5161 | 5161 | 10322 | 50 | 5161 | 380.00 | 0 | 0 | 100 | 0.0 |  | True | 1
265 |  |  | 0 |  | SpareNo | SpareNo |  | 0 | 0 | 0 |  | 0 | 0.00 | 0 | 0 |  | 0.0 |  | True | 0 | SpareNo
266 | Custom Fabrication | STAINLESS STEEL | 1 | ea | PREPARATION TABLE |  |  | 0 | 0 | 0 |  | 0 | 0.00 | 0 | 0 |  | 0.0 |  | True | 0
267 | Custom Fabrication | STAINLESS STEEL | 1 | ea | DOUBLE OVERSHELF WITH UTENSIL RACK |  |  | 0 | 0 | 0 |  | 0 | 0.00 | 0 | 0 |  | 0.0 |  | True | 0
268 | Vendor | EXP20614 | 1 | ea | PREPERATION LABEL PRINTER |  |  | 0 | 0 | 0 |  | 0 | 0.00 | 0 | 0 |  | 0.0 |  | True | 0
269 |  |  | 0 |  | SpareNo | SpareNo |  | 0 | 0 | 0 |  | 0 | 0.00 | 0 | 0 |  | 0.0 |  | True | 0 | SpareNo
270 |  |  | 0 |  | SpareNo | SpareNo |  | 0 | 0 | 0 |  | 0 | 0.00 | 0 | 0 |  | 0.0 |  | True | 0 | SpareNo
271 | Rubbermaid | FG262000GRAY | 1 | ea | TRASH RECEPTACLE | ProSave® Brute® Container, without lid, 20 gallon, 19-1/2"D x 22-7/8"H, round, reinforced rims, built in handles, double rimmed base, high-impact plastic construction, gray, NSF | 0.073262 | 23 | 23 | 42.86 | 50 | 21.43 | 5.83 | 0 | 0 | 250 | 0.0 |  | True | 6
| Rubbermaid | FG264000BLA | 1 | ea |  | Brute® Dolly, 18-1/4"D x 6-5/8"H, heavy duty 3" casters, 250 lb. capacity, for 2620, 2632, 2643, 2655, black | 0.044084 | 45 | 45 | 86.2 | 50 | 43.1 | 5.73 | 0 | 0 | 250 | 0.0 |  | True | 2
| Rubbermaid | FG9G7700WHT | 1 | ea | Trash Receptacle Lid / Top | ProSave® Sliding Container Lid, fits container Brute® 2620, 20-3/4" dia. x 5"H, includes 3 cup portioning scoop (9G52), clear rotating sliding door, dishwasher safe, white, NSF, S.O.S. (Special Order Smallwares) product; see SOS document for details | 0.044129 | 53 | 53 | 101.52 | 50 | 50.76 | 4.85 | 0 | 0 | 250 | 1.44 |  | True | 1
272 | Electrolux Professional | 922757 | 2 | ea | COMBI OVEN SHELF RACK |  |  | 0 | 0 | 0 | 50 | 0 | 0.00 | 0 | 0 |  | 0.0 |  | True | 0
273 | Advance Tabco | 7-PS-68 | 1 | ea | HAND SINK | Hand Sink, wall mounted, 14" wide x 10" front-to-back x 5" deep bowl, 20 gauge 304 stainless steel, with splash mounted gooseneck faucet with wrist blades, basket drain, wall bracket, NSF, cCSAus |  | 371 | 371 | 742 | 50 | 371 | 13.00 | 0 | 0 | 100 | 2.00000 |  | True | 1
| Advance Tabco | 7-PS-10 | 1 | ea |  | P-trap, heavy duty, 1-1/2", 17 gauge |  | 64 | 64 | 128 | 50 | 64 | 1.00 | 0 | 0 | 77.5 | 0.0 |  | True | 1
| Advance Tabco | 7-PS-15 | 1 | ea |  | Welded Side Splash, 12"H (installed height), both sides, for hand sinks with 14" wide x 10" front-to-back bowl, splash mounted faucets | 0.0020534 | 244 | 244 | 487 | 50 | 243.5 | 14.00 | 0 | 0 | 100 | 1.00000 |  | True | 1
274 | Rubbermaid | FG354060GRAY | 1 | ea | TRASH RECEPTACLE | Slim Jim® Container, 23 gallon, 22"W x 11"D x 30"H, with venting channels, molded-in handles, general purpose waste, open type without lid, high-impact plastic construction, gray, Made in USA | -0.0027583 | 47 | 47 | 94.26 | 50 | 47.13 | 8.24 | 0 | 0 | 150 | 0.0 |  | True | 4
275 |  |  | 0 |  | SpareNo | SpareNo |  | 0 | 0 | 0 |  | 0 | 0.00 | 0 | 0 |  | 0.0 |  | True | 0 | SpareNo
276 | Gaylord | ELXC-BB | 1 | ea | EXHAUST HOOD |  |  | 0 | 0 | 20300 | =Net= | 0 | 0.00 | 0 | 0 |  | 0.0 |  | True | 0
277 | Ansul | PIRAHNA | 1 | ea | FIRE SUPPRESSION SYSTEM |  | 0.050057 | 9188 | 9188 | 8750 |  | 8750 | 0.00 | 0 | 0 |  | 0.0 |  | True | 0
278 | Electrolux Professional | 267755 | 1 | ea | ROLL-IN COMBI OVEN | (AOS202GTP1) Air-O-Steam® Combi Oven, gas, full-size, (20) 18" x 26" full size sheet pan capacity, "TOUCHLINE" touch control panel, green cleaning functions, hinged door, stainless steel interior & exterior, wash arm, includes: trolley (922044), (10) 304 stainless steel grids (922076) & control panel filter (922249), 120v/60/1-ph, 2.0 kW, 17.0 amps, 378,399 BTU, cETLus, ETL-Sanitation (replaces discontinued PNC 267555) | 1.0515e-05 | 47552 | 47552 | 95103 | 50 | 47551.5 | 1045.00 | 0 | 0 | 85 | 109.56 |  | True | 1
|  |  | 1 |  |  | The following are included in the purchase of Electrolux Professional Heavy Equipment (excludes Food preparation and Libero Equipment) 1.) Start-up performed by an Electrolux authorized service partner 2.) Standard Warranty: 2 years parts & 1 year labor (Warranty activated upon completion of mandatory Electrolux authorized service partner start-up) 3.) Chef Training: available after registration of Electrolux authorized service partner start-up (Chef Training applies only to: Combi Ovens, Blast Chillers/Shock Freezers, Braising Pans, Pressure Braising Pans and Kettles) Please contact Electrolux to schedule all of the above 1-866-449-4200 |  | 0 | 0 | 0 |  | 0 | 0.00 | 0 | 0 |  | 0.0 |  | True | 1
|  |  | 1 |  |  | It is obligatory upon the end-user to supply the combi with water that conforms to the specifications attached within AQ Documents section for this PNC/Model. A properly sized system combined with a disciplined filter replacement regimen will ensure the maximum life of the oven |  | 0 | 0 | 0 |  | 0 | 0.00 | 0 | 0 | 85 | 0.0 |  | True | 1
|  |  | 1 |  |  | Natural gas (specify elevation if over 2,500 ft.) |  | 0 | 0 | 0 |  | 0 | 0.00 | 0 | 0 | 85 | 0.0 |  | True | 1
| Electrolux Professional | 922242 | 1 | ea |  | (OVSCRK202) Heat Shield, for 202 oven |  | 689 | 689 | 1378 | 50 | 689 | 37.00 | 0 | 0 | 150 | 3.79 |  | True | 1
| Electrolux Professional | 922044 | 1 | ea |  | (AOSAC20) Trolley tray rack (20), for 202 oven (standard pitch) | 0.00014865 | 3364 | 3364 | 6727 | 50 | 3363.5 | 170.00 | 0 | 0 | 250 | 52.24 |  | True | 1
278 | Electrolux Professional | 219785 | 1 | ea | ROLL-IN COMBI OVEN | SkyLine PremiumS 202 Combi Oven, gas, boiler, (20) 18" x 26" sheet pan capacity, touch screen interface, (3) cooking modes with special functions, Optiflow (7) speed fan, SkyClean automatic cleaning system, USB port, (6) point multi-sensor probe, triple-glass door, LED lights, stainless steel interior & exterior, 320,446 BTU, 2.5kW, 120v/60/1-ph, 20.8 amps, cETLus, ETL-Sanitation, IPX5, ENERGY STAR­®, includes (10) each grids (922076), (1) each trolley 922757 & integrated spray hose (Available from May 2020) |  | 46675 | 46675 | 93350 | 50 | 46675 | 992.00 | 0 | 0 |  | 0.0 |  | True | 1
| Electrolux Professional | OS2392 | 1 | ea |  | Cleaning Powder, (100) bag bucket |  | 0 | 0 | 0 |  | 0 | 0.00 | 0 | 0 |  | 0.0 |  | True | 1
| Electrolux Professional | OS2394 | 1 | ea |  | Descaling Tablets, (50) count bucket |  | 0 | 0 | 0 |  | 0 | 0.00 | 0 | 0 |  | 0.0 |  | True | 1
|  |  | 1 |  |  | The following are included in the purchase of Electrolux Professional Heavy Equipment (excludes Food preparation Equipment) 1.) Start-up performed by an Electrolux authorized service partner 2.) Standard Warranty: 2 years parts & 1 year labor (Warranty activated upon completion of mandatory Electrolux authorized service partner start-up) 3.) Chef Training: Up to 4 hours - included with Combi Ovens, Blast Chillers, Braising Pans & Kettles 4.) Performance checks are included 3 months after mandatory Electrolux authorized service partner start-up (applies to Combi Ovens, Braising Pans, Kettles, Dishwashers, EM Cooking Appliances, SpeeDelights) |  | 0 | 0 | 0 |  | 0 | 0.00 | 0 | 0 |  | 0.0 |  | True | 1
|  |  | 1 |  |  | It is obligatory upon the end-user to supply the combi with water that conforms to the specifications attached within AQ Documents section for this PNC/Model. A properly sized system combined with a disciplined filter replacement regimen will ensure the maximum life of the oven |  | 0 | 0 | 0 |  | 0 | 0.00 | 0 | 0 | 85 | 0.0 |  | True | 1
|  |  | 1 |  |  | Gas type to be specified |  | 0 | 0 | 0 |  | 0 | 0.00 | 0 | 0 | 85 | 0.0 |  | True | 1
|  |  | 1 |  |  | Choose installation accessories below |  | 0 | 0 | 0 |  | 0 | 0.00 | 0 | 0 |  | 0.0 |  | True | 1
|  |  | 1 |  |  | Choose cooking accessories below |  | 0 | 0 | 0 |  | 0 | 0.00 | 0 | 0 |  | 0.0 |  | True | 1
|  |  | 1 |  |  | Choose handling accessories below |  | 0 | 0 | 0 |  | 0 | 0.00 | 0 | 0 |  | 0.0 |  | True | 1
279 |  |  | 0 |  | SpareNo | SpareNo |  | 0 | 0 | 0 |  | 0 | 0.00 | 0 | 0 |  | 0.0 |  | True | 0 | SpareNo
280 |  |  | 0 |  | SpareNo | SpareNo |  | 0 | 0 | 0 |  | 0 | 0.00 | 0 | 0 |  | 0.0 |  | True | 0 | SpareNo
281 | Electrolux Professional | 266763 | 1 | ea | DOUBLE COMBI OVEN | (AOS102GKPX) Air-O-Convect® Combi Oven, natural gas, boilerless, full-size, (10) 18" x 26" full size sheet pan capacity, "TOUCHLINE" touch control panel, automatic moistener with (11) settings, core temperature probe, variable fan speed, hold and cooling function, automatic and built in self-cleaning, double glazed door, stainless steel interior & exterior, includes: (5) 304 stainless steel grids (922076) & control panel filter (922247), 120v/60/1-ph, 105,679 BTU, cETLus, ETL-Sanitation (replaces old PNC 266753) |  | 17482 | 17482 | 34964 | 50 | 17482 | 511.00 | 0 | 0 | 110 | 64.13 |  | True | 1
| Electrolux Professional | 266762 | 1 | ea |  | (AOS101GKPX) Air-O-Convect®Combi Oven, gas, boilerless, half-size, (10) 12" x 20" full size hotel pan capacity, "TOUCHLINE" touch control panel, automatic moistener with (11) settings, core temperature probe, variable fan speed, hold and cooling function, automatic and built in self-cleaning, double glazed door, stainless steel interior & exterior, includes: (5) 304 stainless steel grids (922062) & (2) control panel filters (922247) (922246), 120v/60/1-ph, 78,407 BTU, cETLus, ETL-Sanitation (replaces old PNC 266752) |  | 16578 | 16578 | 33156 | 50 | 16578 | 412.00 | 0 | 0 | 110 | 42.02 |  | True | 1
|  |  | 1 |  |  | The following are included in the purchase of Electrolux Professional Heavy Equipment (excludes Food preparation and Libero Equipment) 1.) Start-up performed by an Electrolux authorized service partner 2.) Standard Warranty: 2 years parts & 1 year labor (Warranty activated upon completion of mandatory Electrolux authorized service partner start-up) 3.) Chef Training: available after registration of Electrolux authorized service partner start-up (Chef Training applies only to: Combi Ovens, Blast Chillers/Shock Freezers, Braising Pans, Pressure Braising Pans and Kettles) Please contact Electrolux to schedule all of the above 1-866-449-4200 |  | 0 | 0 | 0 |  | 0 | 0.00 | 0 | 0 |  | 0.0 |  | True | 1
|  |  | 1 |  |  | It is obligatory upon the end-user to supply the combi with water that conforms to the specifications attached within AQ Documents section for this PNC/Model. A properly sized system combined with a disciplined filter replacement regimen will ensure the maximum life of the oven |  | 0 | 0 | 0 |  | 0 | 0.00 | 0 | 0 | 85 | 0.0 |  | True | 1
|  |  | 1 |  |  | Natural gas (specify elevation if over 2,500 ft.) |  | 0 | 0 | 0 |  | 0 | 0.00 | 0 | 0 | 85 | 0.0 |  | True | 1
| Electrolux Professional | 922318 | 1 | ea |  | (STKGAS11) Stacking kit: 61 on top of 61 or 101 Gas oven | 0.00031319 | 1597 | 1597 | 3193 | 50 | 1596.5 | 64.00 | 0 | 0 | 125 | 19.56 |  | True | 1
|  |  | 1 |  |  | The following are included in the purchase of Electrolux Professional Heavy Equipment (excludes Food preparation and Libero Equipment) 1.) Start-up performed by an Electrolux authorized service partner 2.) Standard Warranty: 2 years parts & 1 year labor (Warranty activated upon completion of mandatory Electrolux authorized service partner start-up) 3.) Chef Training: available after registration of Electrolux authorized service partner start-up (Chef Training applies only to: Combi Ovens, Blast Chillers/Shock Freezers, Braising Pans, Pressure Braising Pans and Kettles) Please contact Electrolux to schedule all of the above 1-866-449-4200 |  | 0 | 0 | 0 |  | 0 | 0.00 | 0 | 0 |  | 0.0 |  | True | 1
|  |  | 1 |  |  | It is obligatory upon the end-user to supply the combi with water that conforms to the specifications attached within AQ Documents section for this PNC/Model. A properly sized system combined with a disciplined filter replacement regimen will ensure the maximum life of the oven |  | 0 | 0 | 0 |  | 0 | 0.00 | 0 | 0 | 85 | 0.0 |  | True | 1
|  |  | 1 |  |  | Natural gas (specify elevation if over 2,500 ft.) |  | 0 | 0 | 0 |  | 0 | 0.00 | 0 | 0 | 85 | 0.0 |  | True | 1
| Electrolux Professional | 922336 | 1 | ea |  | (WHEELS2/1) Wheels for stacked ovens 62 on 62 and 62 on 102 |  | 417 | 417 | 834 | 50 | 417 | 0.00 | 0 | 0 | 65 | 1.0 |  | True | 1
281 | Electrolux Professional | 219781 | 1 | ea | DOUBLE COMBI OVEN | SkyLine PremiumS 62 Combi Oven, gas, boiler, (6) 18" x 26" sheet pan capacity, touch screen interface, (3) cooking modes with special functions, Optiflow (7) speed fan, SkyClean automatic cleaning system, USB port, (6) point multi-sensor probe, triple-glass door, LED lights, stainless steel interior & exterior, 128,519 BTU, 1.5kW, 120v/60/1-ph, 12.5 amps, cETLus, ETL-Sanitation, IPX5, ENERGY STAR­®, includes (3) each grids (922076) & integrated spray hose |  | 21453 | 21453 | 42906 | 50 | 21453 | 360.00 | 0 | 0 |  | 0.0 |  | True | 1
| Electrolux Professional | OS2392 | 1 | ea |  | Cleaning Powder, (100) bag bucket |  | 0 | 0 | 0 |  | 0 | 0.00 | 0 | 0 |  | 0.0 |  | True | 1
| Electrolux Professional | OS2394 | 1 | ea |  | Descaling Tablets, (50) count bucket |  | 0 | 0 | 0 |  | 0 | 0.00 | 0 | 0 |  | 0.0 |  | True | 1
|  |  | 1 |  |  | The following are included in the purchase of Electrolux Professional Heavy Equipment (excludes Food preparation Equipment) 1.) Start-up performed by an Electrolux authorized service partner 2.) Standard Warranty: 2 years parts & 1 year labor (Warranty activated upon completion of mandatory Electrolux authorized service partner start-up) 3.) Chef Training: Up to 4 hours - included with Combi Ovens, Blast Chillers, Braising Pans & Kettles 4.) Performance checks are included 3 months after mandatory Electrolux authorized service partner start-up (applies to Combi Ovens, Braising Pans, Kettles, Dishwashers, EM Cooking Appliances, SpeeDelights) |  | 0 | 0 | 0 |  | 0 | 0.00 | 0 | 0 |  | 0.0 |  | True | 1
|  |  | 1 |  |  | It is obligatory upon the end-user to supply the combi with water that conforms to the specifications attached within AQ Documents section for this PNC/Model. A properly sized system combined with a disciplined filter replacement regimen will ensure the maximum life of the oven |  | 0 | 0 | 0 |  | 0 | 0.00 | 0 | 0 | 85 | 0.0 |  | True | 1
|  |  | 1 |  |  | Gas type to be specified |  | 0 | 0 | 0 |  | 0 | 0.00 | 0 | 0 | 85 | 0.0 |  | True | 1
|  |  | 1 |  |  | Choose installation accessories below |  | 0 | 0 | 0 |  | 0 | 0.00 | 0 | 0 |  | 0.0 |  | True | 1
| Electrolux Professional | 922625 | 1 |  |  | Stacking kit for gas 62 combi oven placed on 102 gas combi oven |  | 2148.5 | 2148.5 | 4297 | 50 | 2148.5 | 58.60 | 0 | 0 |  | 0.0 |  | True | 1
|  |  | 1 |  |  | Choose cooking accessories below |  | 0 | 0 | 0 |  | 0 | 0.00 | 0 | 0 |  | 0.0 |  | True | 1
|  |  | 1 |  |  | Choose handling accessories below |  | 0 | 0 | 0 |  | 0 | 0.00 | 0 | 0 |  | 0.0 |  | True | 1
| Electrolux Professional | 219783 | 1 | ea | DOUBLE COMBI OVEN | SkyLine PremiumS 102 Combi Oven, gas, boiler, (10) 18" x 26" sheet pan capacity, touch screen interface, (3) cooking modes with special functions, Optiflow (7) speed fan, SkyClean automatic cleaning system, USB port, (6) point multi-sensor probe, triple-glass door, LED lights, stainless steel interior & exterior, 188,856 BTU, 1.5kW, 120v/60/1-ph, 12.5 amps, cETLus, ETL-Sanitation, IPX5, ENERGY STAR­®, includes (5) each grids (922076) & integrated spray hose |  | 52060 | 52060 | 52060 |  | 52060 | 443.00 | 0 | 0 |  | 0.0 |  | True | 1
| Electrolux Professional | OS2392 | 1 | ea |  | Cleaning Powder, (100) bag bucket |  | 0 | 0 | 0 |  | 0 | 0.00 | 0 | 0 |  | 0.0 |  | True | 1
| Electrolux Professional | OS2394 | 1 | ea |  | Descaling Tablets, (50) count bucket |  | 0 | 0 | 0 |  | 0 | 0.00 | 0 | 0 |  | 0.0 |  | True | 1
|  |  | 1 |  |  | The following are included in the purchase of Electrolux Professional Heavy Equipment (excludes Food preparation Equipment) 1.) Start-up performed by an Electrolux authorized service partner 2.) Standard Warranty: 2 years parts & 1 year labor (Warranty activated upon completion of mandatory Electrolux authorized service partner start-up) 3.) Chef Training: Up to 4 hours - included with Combi Ovens, Blast Chillers, Braising Pans & Kettles 4.) Performance checks are included 3 months after mandatory Electrolux authorized service partner start-up (applies to Combi Ovens, Braising Pans, Kettles, Dishwashers, EM Cooking Appliances, SpeeDelights) |  | 0 | 0 | 0 |  | 0 | 0.00 | 0 | 0 |  | 0.0 |  | True | 1
|  |  | 1 |  |  | It is obligatory upon the end-user to supply the combi with water that conforms to the specifications attached within AQ Documents section for this PNC/Model. A properly sized system combined with a disciplined filter replacement regimen will ensure the maximum life of the oven |  | 0 | 0 | 0 |  | 0 | 0.00 | 0 | 0 | 85 | 0.0 |  | True | 1
|  |  | 1 |  |  | Gas type to be specified |  | 0 | 0 | 0 |  | 0 | 0.00 | 0 | 0 | 85 | 0.0 |  | True | 1
|  |  | 1 |  |  | Choose installation accessories below |  | 0 | 0 | 0 |  | 0 | 0.00 | 0 | 0 |  | 0.0 |  | True | 1
|  |  | 1 |  |  | Choose cooking accessories below |  | 0 | 0 | 0 |  | 0 | 0.00 | 0 | 0 |  | 0.0 |  | True | 1
|  |  | 1 |  |  | Choose handling accessories below |  | 0 | 0 | 0 |  | 0 | 0.00 | 0 | 0 |  | 0.0 |  | True | 1
282 | Imperial | PCVG-2 | 1 | ea | DOUBLE CONVECTION OVEN | Convection Oven, gas, (2) deck, digital electronic controls, (2) speed fan motor, dual open 60/40 doors, window, (5) racks per deck, interior lights, porcelain interior, stainless steel front, sides, doors, top & legs, 120v/50/60/1-ph, 9.0 amps (per oven), (2) 1/2 HP, 140,000 BTU, cETLus, NSF, CE, CSA Flame, CSA Star | 2.2845e-05 | 22653.5175 | 22653.52 | 45306 | 50 | 22653 | 1005.00 | 0 | 0 | 92.5 | 0.0 |  | True | 1
|  |  | 1 |  |  | Limited one year parts and labor warranty, standard |  | 0 | 0 | 0 |  | 0 | 0.00 | 0 | 0 |  | 0.0 |  | True | 1
|  |  | 1 |  |  | Gas type to be specified |  | 0 | 0 | 0 |  | 0 | 0.00 | 0 | 0 |  | 0.0 |  | True | 1
283 | Electrolux Professional | 587028 | 1 | ea | 45 GAL. TILTING SKILLET | (PUET17GCWU) Touchline Tilting Pressure Braising Pan, gas, 45 gallon (170 Lt) capacity, safety thermostat, motor assisted tilt, touch control panel, USB, stainless steel construction, 120v/60/1-ph, 0.25 kW (elec), 98,948 BTU, 29.0 kW (gas), cETLus, ETL-Sanitation, IPX6 |  | 53545 | 53545 | 107090 | 50 | 53545 | 1279.00 | 0 | 0 | 85 | 108.05 |  | True | 1
|  |  | 1 |  |  | The following are included in the purchase of Electrolux Professional Heavy Equipment (excludes Food preparation and Libero Equipment) 1.) Start-up performed by an Electrolux authorized service partner 2.) Standard Warranty: 2 years parts & 1 year labor (Warranty activated upon completion of mandatory Electrolux authorized service partner start-up) 3.) Chef Training: available after registration of Electrolux authorized service partner start-up (Chef Training applies only to: Combi Ovens, Blast Chillers/Shock Freezers, Braising Pans, Pressure Braising Pans and Kettles) Please contact Electrolux to schedule all of the above 1-866-449-4200 |  | 0 | 0 | 0 |  | 0 | 0.00 | 0 | 0 |  | 0.0 |  | True | 1
|  |  | 1 |  |  | One year labor, 2 year parts warranty |  | 0 | 0 | 0 |  | 0 | 0.00 | 0 | 0 |  | 0.0 |  | True | 1
|  |  | 1 |  |  | Natural gas, specify elevation if over 2,000 ft |  | 0 | 0 | 0 |  | 0 | 0.00 | 0 | 0 | 85 | 0.0 |  | True | 1
| Electrolux Professional | 911819 | 1 | ea |  | (COVER9LMB) Left Cover Plate and Mixing Faucet for Kettles and Braising Pans Fits Kettle (PNC 587040) and all Braising Pans (PNCs 587037, 587039, 587031, 587035, 587027, 587028, 587021, 587025) | 0.00038835 | 1288 | 1288 | 2575 | 50 | 1287.5 | 22.00 | 0 | 0 | 92.5 | 5.08 |  | True | 1
| Electrolux Professional | 910191 | 3 |  |  | (THA060) Suspension Frame, GN1/1, for PUET/PPEN/PFEN/PUEN/PBEN models (tilting pressurized braising pans), (2) needed for 24 gallon units (587021, 587027) & (3) needed for 45 gallon units (587025, 587028) | 0.0048309 | 104 | 312 | 207 | 50 | 103.5 | 0.00 | 0 | 0 | 92.5 | 0.0 |  | True | 1
| Electrolux Professional | 913438 | 1 | ea |  | (4FEETFLAUL) Flanged Feet, (4) 2", for prothermetic units (kettles, braising pans & pressure braising pans) | 0.0023202 | 216 | 216 | 431 | 50 | 215.5 | 6.00 | 0 | 0 | 65 | 0.21 |  | True | 1
284 | Electrolux Professional | 587041 | 1 | ea | 40 GAL. TILTING KETTLE | (PBOT15GDWF) Touchline Tilting Kettle, gas, 40 gallon (150 Lt) capacity, with 2" TDO valve, full jacket, safety valve, safety thermostat, motor assisted tilt, max temperature 239°F, stainless steel construction, 120v/60/1-ph, 26.0 kW (gas), 0.25 kW (elec), 88,634 BTU |  | 40485 | 40485 | 80970 | 50 | 40485 | 948.00 | 0 | 0 | 85 | 96.89 |  | True | 1
|  |  | 1 |  |  | The following are included in the purchase of Electrolux Professional Heavy Equipment (excludes Food preparation and Libero Equipment) 1.) Start-up performed by an Electrolux authorized service partner 2.) Standard Warranty: 2 years parts & 1 year labor (Warranty activated upon completion of mandatory Electrolux authorized service partner start-up) 3.) Chef Training: available after registration of Electrolux authorized service partner start-up (Chef Training applies only to: Combi Ovens, Blast Chillers/Shock Freezers, Braising Pans, Pressure Braising Pans and Kettles) Please contact Electrolux to schedule all of the above 1-866-449-4200 |  | 0 | 0 | 0 |  | 0 | 0.00 | 0 | 0 |  | 0.0 |  | True | 1
|  |  | 1 |  |  | One year labor, 2 year parts warranty |  | 0 | 0 | 0 |  | 0 | 0.00 | 0 | 0 |  | 0.0 |  | True | 1
|  |  | 1 |  |  | Gas type to be specified |  | 0 | 0 | 0 |  | 0 | 0.00 | 0 | 0 | 85 | 0.0 |  | True | 1
| Electrolux Professional | 911821 | 1 | ea |  | (COVER10LMB) Left Cover Plate and Mixing Faucet for Kettles Fits Kettles (PNCs 587041, 587042) |  | 1325 | 1325 | 2650 | 50 | 1325 | 0.00 | 0 | 0 |  | 0.0 |  | True | 1
| Electrolux Professional | 910191 | 3 |  |  | (THA060) Suspension Frame, GN1/1, for PUET/PPEN/PFEN/PUEN/PBEN models (tilting pressurized braising pans), (2) needed for 24 gallon units (587021, 587027) & (3) needed for 45 gallon units (587025, 587028) | 0.0048309 | 104 | 312 | 207 | 50 | 103.5 | 0.00 | 0 | 0 | 92.5 | 0.0 |  | True | 1
| Electrolux Professional | 913438 | 1 | ea |  | (4FEETFLAUL) Flanged Feet, (4) 2", for prothermetic units (kettles, braising pans & pressure braising pans) | 0.0023202 | 216 | 216 | 431 | 50 | 215.5 | 6.00 | 0 | 0 | 65 | 0.21 |  | True | 1
285 | Custom Fabrication | STAINLESS STEEL | 1 | ea | FLOOR TROUGH AND GRATE |  |  | 0 | 0 | 0 |  | 0 | 0.00 | 0 | 0 |  | 0.0 |  | True | 0
286 | Advance Tabco | 7-PS-68 | 1 | ea | HAND SINK | Hand Sink, wall mounted, 14" wide x 10" front-to-back x 5" deep bowl, 20 gauge 304 stainless steel, with splash mounted gooseneck faucet with wrist blades, basket drain, wall bracket, NSF, cCSAus |  | 371 | 371 | 742 | 50 | 371 | 13.00 | 0 | 0 | 100 | 2.00000 |  | True | 1
| Advance Tabco | 7-PS-10 | 1 | ea |  | P-trap, heavy duty, 1-1/2", 17 gauge |  | 64 | 64 | 128 | 50 | 64 | 1.00 | 0 | 0 | 77.5 | 0.0 |  | True | 1
| Advance Tabco | 7-PS-15 | 1 | ea |  | Welded Side Splash, 12"H (installed height), both sides, for hand sinks with 14" wide x 10" front-to-back bowl, splash mounted faucets | 0.0020534 | 244 | 244 | 487 | 50 | 243.5 | 14.00 | 0 | 0 | 100 | 1.00000 |  | True | 1
287 | Rubbermaid | FG354060GRAY | 1 | ea | TRASH RECEPTACLE | Slim Jim® Container, 23 gallon, 22"W x 11"D x 30"H, with venting channels, molded-in handles, general purpose waste, open type without lid, high-impact plastic construction, gray, Made in USA | -0.0027583 | 47 | 47 | 94.26 | 50 | 47.13 | 8.24 | 0 | 0 | 150 | 0.0 |  | True | 4
288 | Gaylord | COMMAND CENTER | 1 | ea | EXHAUST HOOD CONTROL CABINET |  |  | 0 | 0 | 0 |  | 0 | 0.00 | 0 | 0 |  | 0.0 |  | True | 0
289 |  |  | 0 |  | SpareNo | SpareNo |  | 0 | 0 | 0 |  | 0 | 0.00 | 0 | 0 |  | 0.0 |  | True | 0 | SpareNo
290 |  |  | 0 |  | SpareNo | SpareNo |  | 0 | 0 | 0 |  | 0 | 0.00 | 0 | 0 |  | 0.0 |  | True | 0 | SpareNo
|  |  | 0 |  |  | BULK PREPARATION AREA. |  | 0 | 0 | 0 |  | 0 | 0.00 | 0 | 0 |  | 0.0 |  | True | 0
291 | Metro | PR48X3 | 2 | ea | POT AND PAN DRYING SHELVING | MetroMax® i Stationary Drying Rack Unit, 48"W x 24"D x 74", 4-tier, includes: (2) shelves, (2) open shelf frames, (4) 74" posts, (2) drop-ins & (1) cutting board/tray drying rack, built in Microban® antimicrobial product protection, NSF |  | 1001 | 2002 | 2002 | 50 | 1001 | 109.60 | 0 | 0 | 70 | 0.0 |  | True | 1
| Metro | X6PEG-8PK | 2 | pk |  | Sorting/Drying Pegs, 6", for MetroMax grid shelving, NSF (pack of 8) |  | 28 | 56 | 56 | 50 | 28 | 0.50 | 0 | 0 | 70 | 0.07 |  | True | 1
| Metro | H209K3 | 2 | ea |  | SmartWall G3 Storage Basket, 13-3/8"W x 5"D x 7"H, Metroseal 3™ epoxy-coated corrosion-resistant finish with Microban® antimicrobial protection, NSF | 0.021277 | 24 | 48 | 47 | 50 | 23.5 | 8.50 | 0 | 0 | 70 | 0.27 |  | True | 1
292 | Advance Tabco | 7-PS-68 | 1 | ea | HAND SINK | Hand Sink, wall mounted, 14" wide x 10" front-to-back x 5" deep bowl, 20 gauge 304 stainless steel, with splash mounted gooseneck faucet with wrist blades, basket drain, wall bracket, NSF, cCSAus |  | 371 | 371 | 742 | 50 | 371 | 13.00 | 0 | 0 | 100 | 2.00000 |  | True | 1
| Advance Tabco | 7-PS-10 | 1 | ea |  | P-trap, heavy duty, 1-1/2", 17 gauge |  | 64 | 64 | 128 | 50 | 64 | 1.00 | 0 | 0 | 77.5 | 0.0 |  | True | 1
| Advance Tabco | 7-PS-15 | 1 | ea |  | Welded Side Splash, 12"H (installed height), both sides, for hand sinks with 14" wide x 10" front-to-back bowl, splash mounted faucets | 0.0020534 | 244 | 244 | 487 | 50 | 243.5 | 14.00 | 0 | 0 | 100 | 1.00000 |  | True | 1
293 | Rubbermaid | FG354060GRAY | 1 | ea | TRASH RECEPTACLE | Slim Jim® Container, 23 gallon, 22"W x 11"D x 30"H, with venting channels, molded-in handles, general purpose waste, open type without lid, high-impact plastic construction, gray, Made in USA | -0.0027583 | 47 | 47 | 94.26 | 50 | 47.13 | 8.24 | 0 | 0 | 150 | 0.0 |  | True | 4
294 | Custom Fabrication | STAINLESS STEEL | 1 | ea | PREPARATION TABLE WITH SINKS |  |  | 0 | 0 | 0 |  | 0 | 0.00 | 0 | 0 |  | 0.0 |  | True | 0
295 |  |  | 0 |  | SpareNo | SpareNo |  | 0 | 0 | 0 |  | 0 | 0.00 | 0 | 0 |  | 0.0 |  | True | 0 | SpareNo
296 | Custom Fabrication | STAINLESS STEEL | 1 | ea | DOUBLE WALL SHELF |  |  | 0 | 0 | 0 |  | 0 | 0.00 | 0 | 0 |  | 0.0 |  | True | 0
297 | Rubbermaid | FG262000GRAY | 1 | ea | TRASH RECEPTACLE | ProSave® Brute® Container, without lid, 20 gallon, 19-1/2"D x 22-7/8"H, round, reinforced rims, built in handles, double rimmed base, high-impact plastic construction, gray, NSF | 0.073262 | 23 | 23 | 42.86 | 50 | 21.43 | 5.83 | 0 | 0 | 250 | 0.0 |  | True | 6
| Rubbermaid | FG264000BLA | 1 | ea |  | Brute® Dolly, 18-1/4"D x 6-5/8"H, heavy duty 3" casters, 250 lb. capacity, for 2620, 2632, 2643, 2655, black | 0.044084 | 45 | 45 | 86.2 | 50 | 43.1 | 5.73 | 0 | 0 | 250 | 0.0 |  | True | 2
| Rubbermaid | FG9G7700WHT | 1 | ea | Trash Receptacle Lid / Top | ProSave® Sliding Container Lid, fits container Brute® 2620, 20-3/4" dia. x 5"H, includes 3 cup portioning scoop (9G52), clear rotating sliding door, dishwasher safe, white, NSF, S.O.S. (Special Order Smallwares) product; see SOS document for details | 0.044129 | 53 | 53 | 101.52 | 50 | 50.76 | 4.85 | 0 | 0 | 250 | 1.44 |  | True | 1
298 | Rubbermaid | FG9G6000WHT | 6 | ea | INGREDIENT BIN | ProSave® Safety Storage Bin, 40 cup, 15"L x 11-3/4"W x 8-1/2"H, with portioning scoop (9G82 WHT), FIFO barrier, scoop hook, base and lid, white, NSF, S.O.S. (Special Order Smallwares) product; see SOS document for details (CANNOT BREAK CASE) | 0.0032179 | 62.5105 | 375.06 | 124.62 | 50 | 62.31 | 3.97 | 0 | 0 | 250 | 1.00000 |  | True | 1
| Rubbermaid | ZZARUBBERPROP65 | 6 |  |  | WARNING: This product can expose you to chemicals, which is known to the State of California to cause cancer and/or other reproductive harm. For more information go to www.P65Warnings.ca.gov. |  | 0 | 0 | 0 |  | 0 | 0.00 | 0 | 0 |  | 0.0 |  | True | 1
299 |  |  | 0 |  | SpareNo | SpareNo |  | 0 | 0 | 0 |  | 0 | 0.00 | 0 | 0 |  | 0.0 |  | True | 0 | SpareNo
300 |  |  | 0 |  | SpareNo | SpareNo |  | 0 | 0 | 0 |  | 0 | 0.00 | 0 | 0 |  | 0.0 |  | True | 0 | SpareNo
301 | Globe | SP05 | 1 | ea | 5 QT. MIXER | Planetary Mixer, 5 qt., countertop model, 10-speed, gear-driven transmission, #10 attachment hub, bowl lift, thermal overload protection, includes: polycarbonate splash cover, stainless steel bowl, spiral dough hook, whip & beater, spatula, cast aluminum body, 115v/60/1-ph, 4.0 amps, 800 watts, cord, NEMA 5-15P, NSF, cETLus |  | 892 | 892 | 1784 | 50 | 892 | 40.00 | 0 | 0 | 85 | 0.0 |  | True | 1
|  |  | 1 |  |  | 2 year parts & labor warranty (1 year parts only warranty on agitator and hub accessories, no labor provided) (excludes wear items), standard |  | 0 | 0 | 0 |  | 0 | 0.00 | 0 | 0 |  | 0.0 |  | True | 1
302 | Vitamix | 5205 | 1 | ea | FOOD BLENDER | XL® Blender System, with (1) 1.5 gallon clear polycarbonate container ONLY, (6) pre-loaded Vitamix programs, includes: lid with removable plug, tamper & XL® blade assembly, 4.2 peak HP, 120v/50/60/1-ph, 15.0 amps, NEMA 5-15P, RoHS compliant, cULus, CE, NSF | -0.0002403 | 1878.4485 | 1878.45 | 3757.8 | 50 | 1878.9 | 45.50 | 0 | 0 | 85 | 0.0 |  | True | 1
|  |  | 1 |  |  | 3 years warranty on motor base parts & 1 year warranty on labor, standard |  | 0 | 0 | 0 |  | 0 | 0.00 | 0 | 0 |  | 0.0 |  | True | 1
303 | Detecto | AP-6 | 2 | ea | Portion Scale | Scale, all-purpose, top loading counter model, digital display, zero button, A/C power, 99.95 oz. x .05 oz. capacity, 7-1/2" W x 7-1/16" D x 2-3/4"H (19 x 18 x 7cm), overall, stainless steel construction, 6-3/4" x 5-1/4" (17cm x 13cm) platter, legal for trade, Made in USA, NTEP, legal for trade (Category "A" item) |  | 388 | 776 | 776 | 50 | 388 | 5.00 | 0 | 0 | UPS | 0.0 |  | True | 1
304 | Rubbermaid | FG360088WHT | 4 | ea | INGREDIENT BIN | ProSave® Ingredient Bin, 2-3/4 cu. ft., 13-1/8"W x 29-1/4"D x 28"H, mobile, slant front with sliding lid, 32 oz scoop, seamless construction, 3" extra wide casters front fixed & rear swivel, white base/clear lid, USDA, FDA, NSF, S.O.S. (Special Order Smallwares) product; see SOS document for details, Made in USA (CANNOT BREAK CASE) | 0.0015643 | 304.8161 | 1219.28 | 608.68 | 50 | 304.34 | 28.00 | 0 | 0 | 150 | 6.91000 |  | True | 1
| Rubbermaid | ZZARUBBERPROP65 | 4 |  |  | WARNING: This product can expose you to chemicals, which is known to the State of California to cause cancer and/or other reproductive harm. For more information go to www.P65Warnings.ca.gov. |  | 0 | 0 | 0 |  | 0 | 0.00 | 0 | 0 |  | 0.0 |  | True | 1
| Rubbermaid | FG9F7700CLR | 4 | ea |  | ProSave® Ingredient Bin Lid, 29"W x 12-1/10"D x 1-9/10"H, fits #3600 ingredient bin, includes 32 oz. scoop, clear, S.O.S. (Special Order Smallwares) product; see SOS document for details, NSF (CANNOT BREAK CASE) | -0.0027701 | 90 | 360 | 180.5 | 50 | 90.25 | 7.40 | 0 | 0 | 250 | 0.97000 |  | True | 1
305 |  |  | 0 |  | SpareNo | SpareNo |  | 0 | 0 | 0 |  | 0 | 0.00 | 0 | 0 |  | 0.0 |  | True | 0 | SpareNo
306 | Vendor | EXP20614 | 1 | ea | PREPERATION LABEL PRINTER |  |  | 0 | 0 | 0 |  | 0 | 0.00 | 0 | 0 |  | 0.0 |  | True | 0
307 | Metro | PR48X3 | 1 | ea | POT AND PAN DRYING SHELVING | MetroMax® i Stationary Drying Rack Unit, 48"W x 24"D x 74", 4-tier, includes: (2) shelves, (2) open shelf frames, (4) 74" posts, (2) drop-ins & (1) cutting board/tray drying rack, built in Microban® antimicrobial product protection, NSF |  | 1001 | 1001 | 2002 | 50 | 1001 | 109.60 | 0 | 0 | 70 | 0.0 |  | True | 1
| Metro | X6PEG-8PK | 1 | pk |  | Sorting/Drying Pegs, 6", for MetroMax grid shelving, NSF (pack of 8) |  | 28 | 28 | 56 | 50 | 28 | 0.50 | 0 | 0 | 70 | 0.07 |  | True | 1
| Metro | H209K3 | 1 | ea |  | SmartWall G3 Storage Basket, 13-3/8"W x 5"D x 7"H, Metroseal 3™ epoxy-coated corrosion-resistant finish with Microban® antimicrobial protection, NSF | 0.021277 | 24 | 24 | 47 | 50 | 23.5 | 8.50 | 0 | 0 | 70 | 0.27 |  | True | 1
307 | Custom Fabrication | STAINLESS STEEL | 1 | ea | PREPARATION TABLE WITH SINK |  |  | 0 | 0 | 0 |  | 0 | 0.00 | 0 | 0 |  | 0.0 |  | True | 0
308 | Custom Fabrication | STAINLESS STEEL | 1 | ea | DOUBLE WALL SHELF |  |  | 0 | 0 | 0 |  | 0 | 0.00 | 0 | 0 |  | 0.0 |  | True | 0
309 |  |  | 0 |  | SpareNo | SpareNo |  | 0 | 0 | 0 |  | 0 | 0.00 | 0 | 0 |  | 0.0 |  | True | 0 | SpareNo
310 |  |  | 0 |  | SpareNo | SpareNo |  | 0 | 0 | 0 |  | 0 | 0.00 | 0 | 0 |  | 0.0 |  | True | 0 | SpareNo
311 | Vitamix | 36019-ABAB | 1 | ea | BLENDER | The Quiet One® Twist Lock Blender, countertop, 48 oz. (1.4 liter) capacity, clear Tritan™ BPA free Advance® container, 24-1/2"H with lid open, stackable, removable compact twist lock cover, (6) touch control buttons with (34) program options, includes: Advance® blade assembly & lid, 3-peak HP, 120v/50/60/1-ph, 15.0 amps, NEMA 5-15P, RoHs compliant, CE, cULus, NSF | 0.00027676 | 1328.2525 | 1328.25 | 2655.77 | 50 | 1327.885 | 23.10 | 0 | 0 | 85 | 2.30000 |  | True | 1
|  |  | 1 |  |  | 3 years warranty on motor base parts & 1 year warranty on labor, standard |  | 0 | 0 | 0 |  | 0 | 0.00 | 0 | 0 |  | 0.0 |  | True | 1
312 | Detecto | AP-6 | 1 | ea | Portion Scale | Scale, all-purpose, top loading counter model, digital display, zero button, A/C power, 99.95 oz. x .05 oz. capacity, 7-1/2" W x 7-1/16" D x 2-3/4"H (19 x 18 x 7cm), overall, stainless steel construction, 6-3/4" x 5-1/4" (17cm x 13cm) platter, legal for trade, Made in USA, NTEP, legal for trade (Category "A" item) |  | 388 | 388 | 776 | 50 | 388 | 5.00 | 0 | 0 | UPS | 0.0 |  | True | 1
313 | Custom Fabrication | STAINLESS STEEL | 1 | ea | BUTCHER BLOCK TOP |  |  | 0 | 0 | 0 |  | 0 | 0.00 | 0 | 0 |  | 0.0 |  | True | 0
314 |  |  | 0 |  | SpareNo | SpareNo |  | 0 | 0 | 0 |  | 0 | 0.00 | 0 | 0 |  | 0.0 |  | True | 0 | SpareNo
315 |  |  | 0 |  | SpareNo | SpareNo |  | 0 | 0 | 0 |  | 0 | 0.00 | 0 | 0 |  | 0.0 |  | True | 0 | SpareNo
322 | Rubbermaid | FG262000GRAY | 1 | ea | TRASH RECEPTACLE | ProSave® Brute® Container, without lid, 20 gallon, 19-1/2"D x 22-7/8"H, round, reinforced rims, built in handles, double rimmed base, high-impact plastic construction, gray, NSF | 0.073262 | 23 | 23 | 42.86 | 50 | 21.43 | 5.83 | 0 | 0 | 250 | 0.0 |  | True | 6
| Rubbermaid | FG264000BLA | 1 | ea |  | Brute® Dolly, 18-1/4"D x 6-5/8"H, heavy duty 3" casters, 250 lb. capacity, for 2620, 2632, 2643, 2655, black | 0.044084 | 45 | 45 | 86.2 | 50 | 43.1 | 5.73 | 0 | 0 | 250 | 0.0 |  | True | 2
| Rubbermaid | FG9G7700WHT | 1 | ea | Trash Receptacle Lid / Top | ProSave® Sliding Container Lid, fits container Brute® 2620, 20-3/4" dia. x 5"H, includes 3 cup portioning scoop (9G52), clear rotating sliding door, dishwasher safe, white, NSF, S.O.S. (Special Order Smallwares) product; see SOS document for details | 0.044129 | 53 | 53 | 101.52 | 50 | 50.76 | 4.85 | 0 | 0 | 250 | 1.44 |  | True | 1
323 | Vendor | EXP20614 | 1 | ea | PREPERATION LABEL PRINTER |  |  | 0 | 0 | 0 |  | 0 | 0.00 | 0 | 0 |  | 0.0 |  | True | 0
324 |  |  | 0 |  | SpareNo | SpareNo |  | 0 | 0 | 0 |  | 0 | 0.00 | 0 | 0 |  | 0.0 |  | True | 0 | SpareNo
325 |  |  | 0 |  | SpareNo | SpareNo |  | 0 | 0 | 0 |  | 0 | 0.00 | 0 | 0 |  | 0.0 |  | True | 0 | SpareNo
326 | Custom Fabrication | STAINLESS STEEL | 1 | ea | PREPARATION TABLE |  |  | 0 | 0 | 0 |  | 0 | 0.00 | 0 | 0 |  | 0.0 |  | True | 0
327 | Metro | C569-SDS-UPDS | 1 | ea | PASS-THRU HEATED CABINET | C5™ 6 Series Heated Holding Cabinet, mobile, full height, pass thru, insulated, solid Dutch doors, top mount controls & analog thermometer, ducted heating system, thermostat 70° to 200°F temp, universal wire slides (17) 18" x 26" or (32) 12" x 20" x 2-1/2" pan capacity, 3" OC (adjustable on 1-1/2" increments), 5" casters (2 with brakes), 304 stainless steel, 120v/60/1-ph, 2000 watts, 16.7 amps, NEMA 5-20P, cULus, NSF |  | 5161 | 5161 | 10322 | 50 | 5161 | 380.00 | 0 | 0 | 100 | 0.0 |  | True | 1
328 | Globe | SP60 | 1 | ea | 60 QT. MIXER | Planetary Mixer, 60 qt., floor model, 3-speed (fixed), #12 hub, includes: stainless steel removable bowl guard with built-in ingredient chute, stainless steel wire whip, aluminum flat beater, aluminum spiral dough hook & bowl truck, safety interlocked bowl guard & bowl lift, gear-driven, high torque transmission, heat-treated hardened steel alloy gears & shafts, thermal overload protection, front-mounted touchpad controls with 60-minute digital timer & last batch recall, non-slip rubber feet, cast iron body, 6 ft cord & plug, 3 HP, NSF, cETLus |  | 12165 | 12165 | 24330 | 50 | 12165 | 700.00 | 0 | 0 | 85 | 0.0 |  | True | 1
|  |  | 1 |  |  | 2-year parts & labor warranty (1-year parts only warranty on agitator and hub accessories, no labor provided) (excludes wear items), standard |  | 0 | 0 | 0 |  | 0 | 0.00 | 0 | 0 |  | 0.0 |  | True | 1
|  |  | 1 |  |  | 220v/60/1-ph, 23.0 amps, NEMA L6-30P |  | 0 | 0 | 0 |  | 0 | 0.00 | 0 | 0 |  | 0.0 |  | True | 1
674 |  |  | 0 |  | SpareNo | SpareNo |  | 0 | 0 | 0 |  | 0 | 0.00 | 0 | 0 |  | 0.0 |  | True | 0 | SpareNo
330 |  |  | 0 |  | SpareNo | SpareNo |  | 0 | 0 | 0 |  | 0 | 0.00 | 0 | 0 |  | 0.0 |  | True | 0 | SpareNo
331 | Fisher | 5440 | 1 | ea | FILLER FAUCET | Pot Filler Faucet, splash-mounted 8" OC with vacuum breaker, 72" flexible hose, hook nozzle, wall hook, 3/4" inlet |  | 650 | 650 | 1300 | 50 | 650 | 18.00 | 0 | 0 | 77.5 | 0.0 |  | True | 1
332 | Custom Fabrication | STAINLESS STEEL | 1 | ea | PREPARATION TABLE WITH SINK |  |  | 0 | 0 | 0 |  | 0 | 0.00 | 0 | 0 |  | 0.0 |  | True | 0
333 | Custom Fabrication | STAINLESS STEEL | 1 | ea | DOUBLE OVERSHELF WITH UTENSIL RACK |  |  | 0 | 0 | 0 |  | 0 | 0.00 | 0 | 0 |  | 0.0 |  | True | 0
334 |  |  | 0 |  | SpareNo | SpareNo |  | 0 | 0 | 0 |  | 0 | 0.00 | 0 | 0 |  | 0.0 |  | True | 0 | SpareNo
335-340 |  |  | 0 |  | SpareNo | SpareNo |  | 0 | 0 | 0 |  | 0 | 0.00 | 0 | 0 |  | 0.0 |  | True | 0 | SpareNo
|  |  | 0 |  |  | FINISH COOKING AREA |  | 0 | 0 | 0 |  | 0 | 0.00 | 0 | 0 |  | 0.0 |  | True | 0
316 | Ansul | PIRAHNA | 1 | ea | FIRE SUPPRESSION SYSTEM |  | 0.050057 | 9188 | 9188 | 8750 |  | 8750 | 0.00 | 0 | 0 |  | 0.0 |  | True | 0
317 | Gaylord | ELXC-BB | 1 | ea | EXHAUST HOOD |  |  | 0 | 0 | 20300 | =Net= | 0 | 0.00 | 0 | 0 |  | 0.0 |  | True | 0
318 | Imperial | IHR-12SP | 1 | ea | SPREADER | Spec Series Heavy Duty Spreader Cabinet, 12"W, open cabinet base, bottom shelf, stainless steel front, sides, landing ledge & cabinet, 6" legs wtih adjustable feet, NSF | 0.0003013 | 1660 | 1660 | 3319 | 50 | 1659.5 | 150.00 | 0 | 0 | 92.5 | 0.0 |  | True | 1
|  |  | 1 |  |  | Limited one year parts and labor warranty, standard |  | 0 | 0 | 0 |  | 0 | 0.00 | 0 | 0 |  | 0.0 |  | True | 1
|  |  | 1 |  |  | Stainless steel interior on open cabinet base | 0.00060423 | 828 | 828 | 1655 | 50 | 827.5 | 0.00 | 0 | 0 |  | 0.0 |  | True | 1
318 |  |  | 0 |  | SpareNo | SpareNo |  | 0 | 0 | 0 |  | 0 | 0.00 | 0 | 0 |  | 0.0 |  | True | 0 | SpareNo
319 | Imperial | IFSCB150 | 1 | ea | FRYER BATTERY | Fryer, gas, floor model, 50lb. capacity, built-in filter system, 5.5 GPM roller pump, snap action thermostat, drain station, cabinet, includes: food warmer, dump pan, joiner strips & filter start kit, stainless steel frypot, front, sides, landing ledge, & cabinet, casters, 120v/60/1-ph, 6.8 amps, 1/3 HP, 140,000 BTU, CSA Flame, CSA Star, NSF, CE | 2.8911e-05 | 17295 | 17295 | 34589 | 50 | 17294.5 | 433.00 | 0 | 0 | 92.5 | 0.0 |  | True | 1
|  |  | 1 |  |  | Limited one year parts and labor warranty, standard |  | 0 | 0 | 0 |  | 0 | 0.00 | 0 | 0 |  | 0.0 |  | True | 1
|  |  | 1 |  |  | Gas type to be specified |  | 0 | 0 | 0 |  | 0 | 0.00 | 0 | 0 |  | 0.0 |  | True | 1
|  |  | 1 |  |  | Manifold gas shut-off valve (3/4" N.P.T.) |  | 90 | 90 | 180 | 50 | 90 | 0.00 | 0 | 0 |  | 0.0 |  | True | 1
320 | Imperial | IHR-XX-SC-48 | 1 | ea | REFRIGERATED EQUIPMENT STAND | Spec Series Sizzle 'N Chill System, 72", (4) drawers, (8) pan capacity, digital thermostat, self-contained, includes drawer dividers, stainless steel front, drawer fronts, sides, guides & bearings, casters, 120v/60/1-ph, 1/5 HP, 6' cord & plug, 3.0 amps, cETLus, ETL-Sanitation | 4.0865e-05 | 20468.8364 | 20468.84 | 40936 | 50 | 20468 | 550.00 | 0 | 0 | 92.5 | 0.0 |  | True | 1
|  |  | 1 |  |  | Limited one year parts and labor warranty, standard |  | 0 | 0 | 0 |  | 0 | 0.00 | 0 | 0 |  | 0.0 |  | True | 1
321 | Imperial | IMGA-2428 | 1 | ea | MODULAR GRIDDLE | Griddle, countertop, gas, 24" W x 24" D cooking surface, (2) griddle burners, 3/4" thick, smooth polished steel plate, aeration baffles, manual controls, continuous pilot, 4" wide grease gutter, removable 1 gallon grease can with weep hole, stainless steel front, sides, ledge & splash guards, 4" stainless steel, legs, 60,000 BTU, 18kW, cETLus, NSF |  | 2881 | 2881 | 5762 | 50 | 2881 | 200.00 | 0 | 0 | 92.5 | 0.0 |  | True | 1
|  |  | 1 |  |  | Limited one year parts and labor warranty, standard |  | 0 | 0 | 0 |  | 0 | 0.00 | 0 | 0 |  | 0.0 |  | True | 1
|  |  | 1 |  |  | Gas type to be specified |  | 0 | 0 | 0 |  | 0 | 0.00 | 0 | 0 |  | 0.0 |  | True | 1
322 | Imperial | IRB-24 | 1 | ea | MODULAR CHARBROILER | Charbroiler, gas, countertop, 24"W, (4) radiant burners, cast iron slanted top grates, full width grease gutter, removable drip pan, stainless steel front, sides & 5"D landing ledge, 4" legs with adjustable feet, 60,000 BTU, 18kW, cETLus, NSF, CE | 9.9711e-05 | 5015 | 5015 | 10029 | 50 | 5014.5 | 260.00 | 0 | 0 | 92.5 | 0.0 |  | True | 1
|  |  | 1 |  |  | Limited one year parts and labor warranty, standard |  | 0 | 0 | 0 |  | 0 | 0.00 | 0 | 0 |  | 0.0 |  | True | 1
|  |  | 1 |  |  | Gas type to be specified |  | 0 | 0 | 0 |  | 0 | 0.00 | 0 | 0 |  | 0.0 |  | True | 1
323 | Electrolux Professional | 219650 | 1 | ea | DOUBLE COMBI OVEN | SkyLine ProS 61 Combi Oven, electric, boilerless, (6) 12" x 20" hotel pan capacity, touch screen interface, (2) cooking modes with special functions, Optiflow (7) speed fan, SkyClean automatic cleaning system, USB port, (6) point multi-sensor probe, triple-glass door, LED lights, stainless steel interior & exterior, 11.1kW, 208v/60/3-ph, 34.8 amps, cETLus, ETL-Sanitation, IPX5, ENERGY STAR­®, includes (3) each grids (922062) & integrated spray hose |  | 24300 | 24300 | 24300 |  | 24300 | 256.00 | 0 | 0 |  | 0.0 |  | True | 1
| Electrolux Professional | OS2392 | 1 | ea |  | Cleaning Powder, (100) bag bucket |  | 0 | 0 | 0 |  | 0 | 0.00 | 0 | 0 |  | 0.0 |  | True | 1
| Electrolux Professional | OS2394 | 1 | ea |  | Descaling Tablets, (50) count bucket |  | 0 | 0 | 0 |  | 0 | 0.00 | 0 | 0 |  | 0.0 |  | True | 1
|  |  | 1 |  |  | The following are included in the purchase of Electrolux Professional Heavy Equipment (excludes Food preparation Equipment) 1.) Start-up performed by an Electrolux authorized service partner 2.) Standard Warranty: 2 years parts & 1 year labor (Warranty activated upon completion of mandatory Electrolux authorized service partner start-up) 3.) Chef Training: Up to 4 hours - included with Combi Ovens, Blast Chillers, Braising Pans & Kettles 4.) Performance checks are included 3 months after mandatory Electrolux authorized service partner start-up (applies to Combi Ovens, Braising Pans, Kettles, Dishwashers, EM Cooking Appliances, SpeeDelights) |  | 0 | 0 | 0 |  | 0 | 0.00 | 0 | 0 |  | 0.0 |  | True | 1
|  |  | 1 |  |  | It is obligatory upon the end-user to supply the combi with water that conforms to the specifications attached within AQ Documents section for this PNC/Model. A properly sized system combined with a disciplined filter replacement regimen will ensure the maximum life of the oven |  | 0 | 0 | 0 |  | 0 | 0.00 | 0 | 0 | 85 | 0.0 |  | True | 1
|  |  | 1 |  |  | Choose installation accessories below |  | 0 | 0 | 0 |  | 0 | 0.00 | 0 | 0 |  | 0.0 |  | True | 1
|  |  | 1 |  |  | Choose cooking accessories below |  | 0 | 0 | 0 |  | 0 | 0.00 | 0 | 0 |  | 0.0 |  | True | 1
|  |  | 1 |  |  | Choose handling accessories below |  | 0 | 0 | 0 |  | 0 | 0.00 | 0 | 0 |  | 0.0 |  | True | 1
323 | Electrolux Professional | 219650 | 1 | ea | DOUBLE COMBI OVEN | SkyLine ProS 61 Combi Oven, electric, boilerless, (6) 12" x 20" hotel pan capacity, touch screen interface, (2) cooking modes with special functions, Optiflow (7) speed fan, SkyClean automatic cleaning system, USB port, (6) point multi-sensor probe, triple-glass door, LED lights, stainless steel interior & exterior, 11.1kW, 208v/60/3-ph, 34.8 amps, cETLus, ETL-Sanitation, IPX5, ENERGY STAR­®, includes (3) each grids (922062) & integrated spray hose |  | 12466 | 12466 | 24932 | 50 | 12466 | 256.00 | 0 | 0 |  | 0.0 |  | True | 1
| Electrolux Professional | OS2392 | 1 | ea |  | Cleaning Powder, (100) bag bucket |  | 0 | 0 | 0 |  | 0 | 0.00 | 0 | 0 |  | 0.0 |  | True | 1
| Electrolux Professional | OS2394 | 1 | ea |  | Descaling Tablets, (50) count bucket |  | 0 | 0 | 0 |  | 0 | 0.00 | 0 | 0 |  | 0.0 |  | True | 1
|  |  | 1 |  |  | The following are included in the purchase of Electrolux Professional Heavy Equipment (excludes Food preparation Equipment) 1.) Start-up performed by an Electrolux authorized service partner 2.) Standard Warranty: 2 years parts & 1 year labor (Warranty activated upon completion of mandatory Electrolux authorized service partner start-up) 3.) Chef Training: Up to 4 hours - included with Combi Ovens, Blast Chillers, Braising Pans & Kettles 4.) Performance checks are included 3 months after mandatory Electrolux authorized service partner start-up (applies to Combi Ovens, Braising Pans, Kettles, Dishwashers, EM Cooking Appliances, SpeeDelights) |  | 0 | 0 | 0 |  | 0 | 0.00 | 0 | 0 |  | 0.0 |  | True | 1
|  |  | 1 |  |  | It is obligatory upon the end-user to supply the combi with water that conforms to the specifications attached within AQ Documents section for this PNC/Model. A properly sized system combined with a disciplined filter replacement regimen will ensure the maximum life of the oven |  | 0 | 0 | 0 |  | 0 | 0.00 | 0 | 0 | 85 | 0.0 |  | True | 1
|  |  | 1 |  |  | Choose installation accessories below |  | 0 | 0 | 0 |  | 0 | 0.00 | 0 | 0 |  | 0.0 |  | True | 1
| Electrolux Professional | 922620 | 1 |  |  | Stacking kit for electric 61/61 combi ovens or electric 61/101 combi ovens |  | 1597.5 | 1597.5 | 3195 | 50 | 1597.5 | 50.00 | 0 | 0 |  | 0.0 |  | True | 1
|  |  | 1 |  |  | Choose cooking accessories below |  | 0 | 0 | 0 |  | 0 | 0.00 | 0 | 0 |  | 0.0 |  | True | 1
|  |  | 1 |  |  | Choose handling accessories below |  | 0 | 0 | 0 |  | 0 | 0.00 | 0 | 0 |  | 0.0 |  | True | 1
| Electrolux Professional | 219650 | 1 | ea | DOUBLE COMBI OVEN | SkyLine ProS 61 Combi Oven, electric, boilerless, (6) 12" x 20" hotel pan capacity, touch screen interface, (2) cooking modes with special functions, Optiflow (7) speed fan, SkyClean automatic cleaning system, USB port, (6) point multi-sensor probe, triple-glass door, LED lights, stainless steel interior & exterior, 11.1kW, 208v/60/3-ph, 34.8 amps, cETLus, ETL-Sanitation, IPX5, ENERGY STAR­®, includes (3) each grids (922062) & integrated spray hose |  | 12466 | 12466 | 24932 | 50 | 12466 | 256.00 | 0 | 0 |  | 0.0 |  | True | 1
| Electrolux Professional | OS2392 | 1 | ea |  | Cleaning Powder, (100) bag bucket |  | 0 | 0 | 0 |  | 0 | 0.00 | 0 | 0 |  | 0.0 |  | True | 1
| Electrolux Professional | OS2394 | 1 | ea |  | Descaling Tablets, (50) count bucket |  | 0 | 0 | 0 |  | 0 | 0.00 | 0 | 0 |  | 0.0 |  | True | 1
|  |  | 1 |  |  | The following are included in the purchase of Electrolux Professional Heavy Equipment (excludes Food preparation Equipment) 1.) Start-up performed by an Electrolux authorized service partner 2.) Standard Warranty: 2 years parts & 1 year labor (Warranty activated upon completion of mandatory Electrolux authorized service partner start-up) 3.) Chef Training: Up to 4 hours - included with Combi Ovens, Blast Chillers, Braising Pans & Kettles 4.) Performance checks are included 3 months after mandatory Electrolux authorized service partner start-up (applies to Combi Ovens, Braising Pans, Kettles, Dishwashers, EM Cooking Appliances, SpeeDelights) |  | 0 | 0 | 0 |  | 0 | 0.00 | 0 | 0 |  | 0.0 |  | True | 1
|  |  | 1 |  |  | It is obligatory upon the end-user to supply the combi with water that conforms to the specifications attached within AQ Documents section for this PNC/Model. A properly sized system combined with a disciplined filter replacement regimen will ensure the maximum life of the oven |  | 0 | 0 | 0 |  | 0 | 0.00 | 0 | 0 | 85 | 0.0 |  | True | 1
|  |  | 1 |  |  | Choose installation accessories below |  | 0 | 0 | 0 |  | 0 | 0.00 | 0 | 0 |  | 0.0 |  | True | 1
| Electrolux Professional | 922620 | 1 |  |  | Stacking kit for electric 61/61 combi ovens or electric 61/101 combi ovens |  | 1639 | 1639 | 3278 | 50 | 1639 | 50.00 | 0 | 0 |  | 0.0 |  | True | 1
|  |  | 1 |  |  | Choose cooking accessories below |  | 0 | 0 | 0 |  | 0 | 0.00 | 0 | 0 |  | 0.0 |  | True | 1
|  |  | 1 |  |  | Choose handling accessories below |  | 0 | 0 | 0 |  | 0 | 0.00 | 0 | 0 |  | 0.0 |  | True | 1
324 | Custom Fabrication | STAINLESS STEEL | 1 | ea | TRAY MAKE-UP COUNTER WITH SINK |  |  | 0 | 0 | 0 |  | 0 | 0.00 | 0 | 0 |  | 0.0 |  | True | 0
325 |  |  | 0 |  | SpareNo | SpareNo |  | 0 | 0 | 0 |  | 0 | 0.00 | 0 | 0 |  | 0.0 |  | True | 0 | SpareNo
326 | Custom Fabrication | STAINLESS STEEL | 1 | ea | DOUBLE OVERSHELF |  |  | 0 | 0 | 0 |  | 0 | 0.00 | 0 | 0 |  | 0.0 |  | True | 0
327 | Custom Fabrication | STAINLESS STEEL | 1 | ea | UNDER COUNTER REFIGERATOR WITH DRAWERS AND NSF#7 RAIL |  |  | 0 | 0 | 0 |  | 0 | 0.00 | 0 | 0 |  | 0.0 |  | True | 0
328 | OS&E | STAINLESS STEEL | 1 | ea | RECESSED CUTTING BOARD |  |  | 0 | 0 | 0 |  | 0 | 0.00 | 0 | 0 |  | 0.0 |  | True | 0 | BY OS&E
329 | Wells | MOD-200TDM/AF | 1 | ea | Hot Food Well Unit, Drop-In, Electric | Food Warmer, top-mount, built-in, electric, auto-fill, (2) 12" x 20" openings with manifold drains with one valve, wet/dry operation, thermostatic control, stainless steel interior, insulated aluminum steel housing, cULus |  | 3452 | 3452 | 6904 | 50 | 3452 | 65.00 | 0 | 0 | 85 | 7.89000 |  | True | 1
|  |  | 1 |  |  | 1 year parts & labor warranty, standard |  | 0 | 0 | 0 |  | 0 | 0.00 | 0 | 0 |  | 0.0 |  | True | 1
|  |  | 1 |  |  | Note: Must specify voltage and phase |  | 0 | 0 | 0 |  | 0 | 0.00 | 0 | 0 |  | 0.0 |  | True | 1
|  |  | 1 | ea |  | 208/240v/60/1-ph or 3-ph, 1.24/1.65 kW per well, field wired (field convertible) |  | 0 | 0 | 0 |  | 0 | 0.00 | 0 | 0 | 85 | 0.0 |  | True | 1
330 |  |  | 0 |  | SpareNo | SpareNo |  | 0 | 0 | 0 |  | 0 | 0.00 | 0 | 0 |  | 0.0 |  | True | 0 | SpareNo
331 | OS&E | STAINLESS STEEL | 1 | ea | RECESSED CUTTING BOARD |  |  | 0 | 0 | 0 |  | 0 | 0.00 | 0 | 0 |  | 0.0 |  | True | 0 | BY OS&E
332 | OS&E | STAINLESS STEEL | 1 | ea | POS PRINTER |  |  | 0 | 0 | 0 |  | 0 | 0.00 | 0 | 0 |  | 0.0 |  | True | 0 | BY OS&E
333 | Custom Fabrication | STAINLESS STEEL | 1 | ea | TRAY STARTER |  |  | 0 | 0 | 0 |  | 0 | 0.00 | 0 | 0 |  | 0.0 |  | True | 0
334 | OS&E | STAINLESS STEEL | 1 | ea | POS PRINTER |  |  | 0 | 0 | 0 |  | 0 | 0.00 | 0 | 0 |  | 0.0 |  | True | 0 | BY OS&E
335 |  |  | 0 |  | SpareNo | SpareNo |  | 0 | 0 | 0 |  | 0 | 0.00 | 0 | 0 |  | 0.0 |  | True | 0 | SpareNo
336 | Custom Fabrication | STAINLESS STEEL | 1 | ea | TRAY MAKE-UP ROLLER |  |  | 0 | 0 | 0 |  | 0 | 0.00 | 0 | 0 |  | 0.0 |  | True | 0
337 | Hatco | GRAH-30 | 1 | ea | FOOD WARMER | Glo-Ray® Infrared Strip Heater, 30" W, high wattage, tubular metal heater rod, single heater rod housing, aluminum construction, 660 watts, NSF, CE, cULus, Made in USA | 0.0024814 | 202 | 202 | 403 | 50 | 201.5 | 8.00 | 0 | 0 | 100 | 0.0 |  | True | 1
|  |  | 1 |  |  | NOTE: Sale of this product must comply with Hatco's Minimum Resale Price Policy; consult order acknowledgement for details |  | 0 | 0 | 0 |  | 0 | 0.00 | 0 | 0 |  | 0.0 |  | True | 1
|  |  | 1 |  |  | NOTE: Includes 24/7 parts & service assistance, call 414-671-6350 |  | 0 | 0 | 0 |  | 0 | 0.00 | 0 | 0 |  | 0.0 |  | True | 1
|  |  | 1 |  |  | One year on-site parts & labor warranty, plus one additional year parts only warranty on all Glo-Ray metal sheathed elements |  | 0 | 0 | 0 |  | 0 | 0.00 | 0 | 0 |  | 0.0 |  | True | 1
|  |  | 1 |  |  | 120v/60/1-ph |  | 0 | 0 | 0 |  | 0 | 0.00 | 0 | 0 |  | 0.0 |  | True | 1
| Hatco | BLT TOG-1 | 1 |  |  | (1) Built-in toggle control (remote recommended) (available at time of purchase only) |  | 0 | 0 | 0 |  | 0 | 0.00 | 0 | 0 |  | 0.0 |  | True | 1
| Hatco | STANDARD | 1 |  |  | Clear Anodized Aluminum housing, finish, standard (available at time of purchase only) |  | 0 | 0 | 0 |  | 0 | 0.00 | 0 | 0 |  | 0.0 |  | True | 1
338 | ACP | RMS10TSA | 1 | ea | Microwave Oven | Amana® Commercial Microwave Oven, 0.8 cu. ft. capacity, 1000 watts, low volume, 4-stage cooking, (5) power levels, touchpad controls, (20) memory settings, 30-minute max cooking time, interlock safety switch, audible end of cycle signal, LED display, side hinged door with tempered glass, LED lighted interior, stainless steel interior & exterior, 120v/60/1-ph, 13.0 amps, 15 MCA, 1500 watts (total), cord, NEMA 5-15P, cETLus, ETL-Sanitation |  | 520 | 520 | 1040 | 50 | 520 | 37.00 | 0 | 0 | ups | 0.0 |  | True | 1
|  |  | 1 |  |  | 3-year limited warranty (1 year full) |  | 0 | 0 | 0 |  | 0 | 0.00 | 0 | 0 |  | 0.0 |  | True | 1
339 | OS&E | STAINLESS STEEL | 1 | ea | PATIENT ROOM SCANNER |  |  | 0 | 0 | 0 |  | 0 | 0.00 | 0 | 0 |  | 0.0 |  | True | 0 | BY OS&E
340 |  |  | 0 |  | SpareNo | SpareNo |  | 0 | 0 | 0 |  | 0 | 0.00 | 0 | 0 |  | 0.0 |  | True | 0 | SpareNo
341 | True Mfg. - General Foodservice | STA1F-2HS-HC | 1 | ea | REACH-IN FREEZER | SPEC SERIES® Freezer, reach-in, -10°F, one-section, (2) stainless steel half doors with locks, cam-lift hinges, digital temperature control, (3) chrome shelves, LED interior lights, stainless steel front & sides, aluminum interior, 5" castors, R290 Hydrocarbon refrigerant, 1/2 HP, 115v/60/1-ph, 6.0 amps, NEMA 5-15P, cULus, UL EPH Classified, Made in USA | 3.4377e-05 | 11263.8872 | 11263.89 | 22527 | 50 | 11263.5 | 410.00 | 0 | 0 | 150 | 77.00000 |  | True | 1
|  |  | 1 |  |  | Note: Due to the continued supply chain issues in the industry all True pricing is tentative based on final production dates. Any units ordered that will be produced on or after October 1st, 2022 may be subject to additional pricing escalators. Please contact your True representative for final lead times. |  | 0 | 0 | 0 |  | 0 | 0.00 | 0 | 0 |  | 0.0 |  | True | 1
|  |  | 1 |  |  | Warranty - 7 year compressor (self-contained only), please visit www.Truemfg.com for specifics |  | 0 | 0 | 0 |  | 0 | 0.00 | 0 | 0 |  | 0.0 |  | True | 1
|  |  | 1 |  |  | Warranty - 5 year parts and labor, please visit www.Truemfg.com for specifics |  | 0 | 0 | 0 |  | 0 | 0.00 | 0 | 0 |  | 0.0 |  | True | 1
|  |  | 1 |  |  | Door hinged right standard |  | 0 | 0 | 0 |  | 0 | 0.00 | 0 | 0 |  | 0.0 |  | True | 1
|  |  | 1 |  |  | (3) chrome shelves and shelf supports standard per section |  | 0 | 0 | 0 |  | 0 | 0.00 | 0 | 0 |  | 0.0 |  | True | 1
|  |  | 1 | st |  | 5" castors, set of 4, standard |  | 0 | 0 | 0 |  | 0 | 0.00 | 0 | 0 |  | 0.0 |  | True | 1
342 | Gaylord | ELXC-BB | 1 | ea | EXHAUST HOOD |  |  | 0 | 0 | 20300 | =Net= | 0 | 0.00 | 0 | 0 |  | 0.0 |  | True | 0
343 | Imperial | IFSCB250 | 1 | ea | FRYER BATTERY | Fryer, gas, floor model, (2) battery, 50lb. capacity each, built-in filter system, 5.5 GPM roller pump, snap action thermostat, drain station, cabinet, includes: food warmer, dump pan, joiner strips & filter start kit, stainless steel frypot, front, sides, landing ledge, & cabinet, casters, 120v/60/1-ph, 6.8 amps, 1/3 HP, 280,000 BTU, CSA Flame, CSA Star, NSF, CE | 2.0426e-05 | 24479 | 24479 | 48957 | 50 | 24478.5 | 686.00 | 0 | 0 | 92.5 | 0.0 |  | True | 1
|  |  | 1 |  |  | Limited one year parts and labor warranty, standard |  | 0 | 0 | 0 |  | 0 | 0.00 | 0 | 0 |  | 0.0 |  | True | 1
|  |  | 1 |  |  | Gas type to be specified |  | 0 | 0 | 0 |  | 0 | 0.00 | 0 | 0 |  | 0.0 |  | True | 1
|  |  | 1 |  |  | Manifold gas shut-off valve (3/4" N.P.T.) |  | 90 | 90 | 180 | 50 | 90 | 0.00 | 0 | 0 |  | 0.0 |  | True | 1
|  |  | 1 |  |  | 115v/60/1-ph, 6.8 amps, filter motor voltage, 6 ft. cord with plug |  | 0 | 0 | 0 |  | 0 | 0.00 | 0 | 0 |  | 0.0 |  | True | 1
343 | Imperial | IFSCB-275 | 1 | ea | FRYER BATTERY | Fryer, gas, floor model, (2) battery, 75 lb. capacity each, built-in filter system, 5.5 GPM roller pump, snap action thermostat, drain station, cabinet, includes: food warmer, dump pan, joiner strips & filter start kit, stainless steel frypot, front, sides, landing ledge, & cabinet, casters, 120v/60/1-ph, 6.8 amps, 1/3 HP, 350,000 BTU, CSA Flame, CSA Star, NSF, CE |  | 18544 | 18544 | 37088 | 50 | 18544 | 720.00 | 0 | 0 | 85 | 0.0 |  | True | 1
|  |  | 1 |  |  | Limited one year parts and labor warranty, standard |  | 0 | 0 | 0 |  | 0 | 0.00 | 0 | 0 |  | 0.0 |  | True | 1
|  |  | 1 |  |  | Natural gas (must specify elevation if over 2000 ft) |  | 0 | 0 | 0 |  | 0 | 0.00 | 0 | 0 |  | 0.0 |  | True | 1
|  |  | 1 |  |  | Manifold gas shut-off valve (3/4" N.P.T.) |  | 50 | 50 | 100 | 50 | 50 | 0.00 | 0 | 0 |  | 0.0 |  | True | 1
|  |  | 1 |  |  | 115v/60/1-ph, 6.8 amps, filter motor voltage, 6 ft. cord with plug |  | 0 | 0 | 0 |  | 0 | 0.00 | 0 | 0 |  | 0.0 |  | True | 1
|  |  | 1 |  |  | 120v/60/1-ph, 1/3 HP, filter motor |  | 0 | 0 | 0 |  | 0 | 0.00 | 0 | 0 |  | 0.0 |  | True | 1
|  |  | 2 |  |  | Twin baskets (set of 2) | 0.0016694 | 300 | 600 | 599 | 50 | 299.5 | 0.00 | 0 | 0 |  | 0.0 |  | True | 1
|  |  | 1 |  |  | Side drain board, left | 0.0013908 | 360 | 360 | 719 | 50 | 359.5 | 0.00 | 0 | 0 |  | 0.0 |  | True | 1
344 | Imperial | IHR-GT36-M | 1 | ea | MODULAR GRIDDLE | Spec Series Heavy Duty Range, gas, 36"W, modular, griddle, 1" thick plate, 4"W grease gutter with 1 gallon can capacity, thermostatic controls, stainless steel front, sides, 5"D landing ledge &, backguard, 90,000 BTU, 26kW, cETLus, NSF | 5.4984e-05 | 9094 | 9094 | 18187 | 50 | 9093.5 | 415.00 | 0 | 0 | 92.5 | 0.0 |  | True | 1
|  |  | 1 |  |  | Limited one year parts and labor warranty, standard |  | 0 | 0 | 0 |  | 0 | 0.00 | 0 | 0 |  | 0.0 |  | True | 1
|  |  | 1 |  |  | Gas type to be specified |  | 0 | 0 | 0 |  | 0 | 0.00 | 0 | 0 |  | 0.0 |  | True | 1
|  |  | 1 |  |  | Standard 3/4" Rear gas connection (for single unit connection only) |  | 0 | 0 | 0 |  | 0 | 0.00 | 0 | 0 |  | 0.0 |  | True | 1
|  |  | 1 |  |  | Quick disconnect & flex hose with restraining device, 3/4" N.P.T. x 60" |  | 970 | 970 | 1940 | 50 | 970 | 0.00 | 0 | 0 |  | 0.0 |  | True | 1
344 | Imperial | PSG48 | 1 | ea | MODULAR GRIDDLE | Pro Series Griddle, countertop, gas, 48"W x 24"D cooking surface, 1" thick smooth plate, 4" wide grease trough and full width grease chute, stainless steel front, sides, stub back, landing ledge and cabinet, 120,000 BTU, CSA Star, CSA Flame |  | 16735 | 16735 | 33470 | 50 | 16735 | 532.00 | 0 | 0 | 92.5 | 0.0 |  | True | 1
|  |  | 1 |  |  | Limited one year parts and labor warranty, standard |  | 0 | 0 | 0 |  | 0 | 0.00 | 0 | 0 |  | 0.0 |  | True | 1
|  |  | 1 |  |  | Gas type to be specified |  | 0 | 0 | 0 |  | 0 | 0.00 | 0 | 0 |  | 0.0 |  | True | 1
345 |  |  | 0 |  | SpareNo | SpareNo |  | 0 | 0 | 0 |  | 0 | 0.00 | 0 | 0 |  | 0.0 |  | True | 0 | SpareNo
346 | Imperial | IRB-36 | 1 | ea | MODULAR CHARBROILER | Charbroiler, gas, countertop, 36"W, (6) radiant burners, cast iron slanted top grates, full width grease gutter, removable drip pan, stainless steel front, sides & 5"D landing ledge, 4" legs with adjustable feet, 90,000 BTU, 26kW, cETLus, NSF, CE |  | 6738.5 | 6738.5 | 13477 | 50 | 6738.5 | 350.00 | 0 | 0 | 92.5 | 0.0 |  | True | 1
|  |  | 1 |  |  | Limited one year parts and labor warranty, standard |  | 0 | 0 | 0 |  | 0 | 0.00 | 0 | 0 |  | 0.0 |  | True | 1
|  |  | 1 |  |  | Natural gas (must specify elevation if over 2000 ft) |  | 0 | 0 | 0 |  | 0 | 0.00 | 0 | 0 |  | 0.0 |  | True | 1
|  |  | 1 |  |  | Quick disconnect & flex hose with restraining device, 3/4" N.P.T. x 60" |  | 970 | 970 | 1940 | 50 | 970 | 0.00 | 0 | 0 |  | 0.0 |  | True | 1
347 | Imperial | IHR-XX-SC-72 | 1 | ea | REFRIGERATED BASE | Spec Series Sizzle 'N Chill System, 72", (4) drawers, (8) pan capacity, digital thermostat, self-contained, includes drawer dividers, stainless steel front, drawer fronts, sides, guides & bearings, casters, 120v/60/1-ph, 1/5 HP, 6' cord & plug, 3.0 amps, cETLus, ETL-Sanitation | 2.6383e-05 | 20468.54 | 20468.54 | 40936 | 50 | 20468 | 550.00 | 0 | 0 | 92.5 | 0.0 |  | True | 1
|  |  | 1 |  |  | Limited one year parts and labor warranty, standard |  | 0 | 0 | 0 |  | 0 | 0.00 | 0 | 0 |  | 0.0 |  | True | 1
348 | Imperial | IHR-6-M | 1 | ea | MODULAR SIX BURNER RANGE | Spec Series Heavy Duty Range, gas, 36"W, modular, (6) open burners, cast iron "S" grates (standard), manual controls, removable crumb tray, stainless steel front, sides, 5"D landing ledge & backguard, 240,000 BTU, 70kW, cETLus, NSF | 8.0561e-05 | 6704.04 | 6704.04 | 13407 | 50 | 6703.5 | 400.00 | 0 | 0 | 92.5 | 0.0 |  | True | 1
|  |  | 1 |  |  | Limited one year parts and labor warranty, standard |  | 0 | 0 | 0 |  | 0 | 0.00 | 0 | 0 |  | 0.0 |  | True | 1
|  |  | 1 |  |  | Gas type to be specified |  | 0 | 0 | 0 |  | 0 | 0.00 | 0 | 0 |  | 0.0 |  | True | 1
|  |  | 1 |  |  | Standard 3/4" Rear gas connection (for single unit connection only) |  | 0 | 0 | 0 |  | 0 | 0.00 | 0 | 0 |  | 0.0 |  | True | 1
|  |  | 1 |  |  | Quick disconnect & flex hose with restraining device, 3/4" N.P.T. x 60" |  | 970 | 970 | 1940 | 50 | 970 | 0.00 | 0 | 0 |  | 0.0 |  | True | 1
349 |  |  | 0 |  | SpareNo | SpareNo |  | 0 | 0 | 0 |  | 0 | 0.00 | 0 | 0 |  | 0.0 |  | True | 0 | SpareNo
350 |  |  | 0 |  | SpareNo | SpareNo |  | 0 | 0 | 0 |  | 0 | 0.00 | 0 | 0 |  | 0.0 |  | True | 0 | SpareNo
351 | Imperial | IHR-6-M | 1 | ea | MODULAR SIX BURNER RANGE | Spec Series Heavy Duty Range, gas, 36"W, modular, (6) open burners, cast iron "S" grates (standard), manual controls, removable crumb tray, stainless steel front, sides, 5"D landing ledge & backguard, 240,000 BTU, 70kW, cETLus, NSF | 8.0561e-05 | 6704.04 | 6704.04 | 13407 | 50 | 6703.5 | 400.00 | 0 | 0 | 92.5 | 0.0 |  | True | 1
|  |  | 1 |  |  | Limited one year parts and labor warranty, standard |  | 0 | 0 | 0 |  | 0 | 0.00 | 0 | 0 |  | 0.0 |  | True | 1
|  |  | 1 |  |  | Gas type to be specified |  | 0 | 0 | 0 |  | 0 | 0.00 | 0 | 0 |  | 0.0 |  | True | 1
|  |  | 1 |  |  | Standard 3/4" Rear gas connection (for single unit connection only) |  | 0 | 0 | 0 |  | 0 | 0.00 | 0 | 0 |  | 0.0 |  | True | 1
|  |  | 1 |  |  | Quick disconnect & flex hose with restraining device, 3/4" N.P.T. x 60" |  | 1028.5 | 1028.5 | 2057 | 50 | 1028.5 | 0.00 | 0 | 0 |  | 0.0 |  | True | 1
352 | Imperial | IHR-XX-SC-72 | 1 | ea | REFRIGERATED BASE | Spec Series Sizzle 'N Chill System, 72", (4) drawers, (8) pan capacity, digital thermostat, self-contained, includes drawer dividers, stainless steel front, drawer fronts, sides, guides & bearings, casters, 120v/60/1-ph, 1/5 HP, 6' cord & plug, 3.0 amps, cETLus, ETL-Sanitation | 2.6383e-05 | 20468.54 | 20468.54 | 40936 | 50 | 20468 | 550.00 | 0 | 0 | 92.5 | 0.0 |  | True | 1
|  |  | 1 |  |  | Limited one year parts and labor warranty, standard |  | 0 | 0 | 0 |  | 0 | 0.00 | 0 | 0 |  | 0.0 |  | True | 1
353 | True Mfg. - General Foodservice | TWT-27D-2-HC | 1 | ea | REFRIGERATED WORK TOP | Work Top Refrigerator, one-section, rear mounted self-contained refrigeration, stainless steel top with rear splash, (2) drawers each accommodates (1) 12" x 20" x 6" pan (not included), stainless steel front & sides, clear coated aluminum interior with stainless steel floor, 5" castors, R290 Hydrocarbon refrigerant, 1/6 HP, 115v/60/1-ph, 2.0 amps, NEMA 5-15P, cULus, UL EPH Classified, CE, Made in USA |  | 6162 | 6162 | 12324 | 50 | 6162 | 220.00 | 0 | 0 | 150 | 28.00000 |  | True | 1
|  |  | 1 |  |  | Note: Due to the continued supply chain issues in the industry all True pricing is tentative based on final production dates. Any units ordered that will be produced on or after October 1st, 2022 may be subject to additional pricing escalators. Please contact your True representative for final lead times. |  | 0 | 0 | 0 |  | 0 | 0.00 | 0 | 0 |  | 0.0 |  | True | 1
|  |  | 1 |  |  | Self-contained refrigeration standard |  | 0 | 0 | 0 |  | 0 | 0.00 | 0 | 0 |  | 0.0 |  | True | 1
|  |  | 1 |  |  | Warranty - 7 year compressor (self-contained only), please visit www.Truemfg.com for specifics |  | 0 | 0 | 0 |  | 0 | 0.00 | 0 | 0 |  | 0.0 |  | True | 1
|  |  | 1 |  |  | Warranty - 5 year parts and labor, please visit www.Truemfg.com for specifics |  | 0 | 0 | 0 |  | 0 | 0.00 | 0 | 0 |  | 0.0 |  | True | 1
|  |  | 1 |  |  | 5" Castors, standard |  | 0 | 0 | 0 |  | 0 | 0.00 | 0 | 0 |  | 0.0 |  | True | 1
354 | TurboChef | I3-TOUCH CONTROL | 1 | ea | RAPID COOK OVEN | I3™ Microwave/Impingement Oven, Rapid Cook, electric, 23", ventless, countertop, touch controls with wifi, fully insulated cook chamber, stores up to 200 recipes, internal catalytic converter, smart voltage sensor technology (US only), digital display, removable rack and grease collection pan, top and bottom jet plates, pull down door with ergonomic handle, multi-speed impingement blower, (2) solid PTFE baskets, (1) oven cleaner, (1) oven guard, (1) aluminum paddle, (2) trigger sprayers, (1) standard rack, side hand grips, stainless steel front, top & sides, cULus, CE, UL EPH Classified, ANSI/NSF 4, TUV |  | 13682.52 | 13682.52 | 27365.04 | 50 | 13682.52 | 290.00 | 0 | 0 | 92.5 | 0.0 |  | True | 1
|  |  | 1 |  |  | All items FOB: Carrollton, Texas: Consumable/accessory orders less than $5,000 will incur a handling fee. Orders shipping standard ground will incur a $15.00 handling fee. Orders shipping other than standard ground will incur $25.00 handling fee |  | 0 | 0 | 0 |  | 0 | 0.00 | 0 | 0 |  | 0.0 |  | True | 1
|  |  | 1 |  |  | One year parts and labor warranty |  | 0 | 0 | 0 |  | 0 | 0.00 | 0 | 0 |  | 0.0 |  | True | 1
|  |  | 1 |  |  | 208-240v/60/1-ph, 40.0amps, 8.3-9.6kw, 6 foot cord (nominal), NEMA 6-50P, standard |  | 0 | 0 | 0 |  | 0 | 0.00 | 0 | 0 |  | 0.0 |  | True | 1
355 |  |  | 0 |  | SpareNo | SpareNo |  | 0 | 0 | 0 |  | 0 | 0.00 | 0 | 0 |  | 0.0 |  | True | 0 | SpareNo
356 | Electrolux Professional | 266763 | 1 | ea | DOUBLE COMBI OVEN | (AOS102GKPX) Air-O-Convect® Combi Oven, natural gas, boilerless, full-size, (10) 18" x 26" full size sheet pan capacity, "TOUCHLINE" touch control panel, automatic moistener with (11) settings, core temperature probe, variable fan speed, hold and cooling function, automatic and built in self-cleaning, double glazed door, stainless steel interior & exterior, includes: (5) 304 stainless steel grids (922076) & control panel filter (922247), 120v/60/1-ph, 105,679 BTU, cETLus, ETL-Sanitation (replaces old PNC 266753) |  | 17482 | 17482 | 34964 | 50 | 17482 | 511.00 | 0 | 0 | 110 | 64.13 |  | True | 1
| Electrolux Professional | 266762 | 1 | ea |  | (AOS101GKPX) Air-O-Convect®Combi Oven, gas, boilerless, half-size, (10) 12" x 20" full size hotel pan capacity, "TOUCHLINE" touch control panel, automatic moistener with (11) settings, core temperature probe, variable fan speed, hold and cooling function, automatic and built in self-cleaning, double glazed door, stainless steel interior & exterior, includes: (5) 304 stainless steel grids (922062) & (2) control panel filters (922247) (922246), 120v/60/1-ph, 78,407 BTU, cETLus, ETL-Sanitation (replaces old PNC 266752) |  | 16578 | 16578 | 33156 | 50 | 16578 | 412.00 | 0 | 0 | 110 | 42.02 |  | True | 1
|  |  | 1 |  |  | The following are included in the purchase of Electrolux Professional Heavy Equipment (excludes Food preparation and Libero Equipment) 1.) Start-up performed by an Electrolux authorized service partner 2.) Standard Warranty: 2 years parts & 1 year labor (Warranty activated upon completion of mandatory Electrolux authorized service partner start-up) 3.) Chef Training: available after registration of Electrolux authorized service partner start-up (Chef Training applies only to: Combi Ovens, Blast Chillers/Shock Freezers, Braising Pans, Pressure Braising Pans and Kettles) Please contact Electrolux to schedule all of the above 1-866-449-4200 |  | 0 | 0 | 0 |  | 0 | 0.00 | 0 | 0 |  | 0.0 |  | True | 1
|  |  | 1 |  |  | It is obligatory upon the end-user to supply the combi with water that conforms to the specifications attached within AQ Documents section for this PNC/Model. A properly sized system combined with a disciplined filter replacement regimen will ensure the maximum life of the oven |  | 0 | 0 | 0 |  | 0 | 0.00 | 0 | 0 | 85 | 0.0 |  | True | 1
|  |  | 1 |  |  | Natural gas (specify elevation if over 2,500 ft.) |  | 0 | 0 | 0 |  | 0 | 0.00 | 0 | 0 | 85 | 0.0 |  | True | 1
| Electrolux Professional | 922318 | 1 | ea |  | (STKGAS11) Stacking kit: 61 on top of 61 or 101 Gas oven | 0.00031319 | 1597 | 1597 | 3193 | 50 | 1596.5 | 64.00 | 0 | 0 | 125 | 19.56 |  | True | 1
|  |  | 1 |  |  | The following are included in the purchase of Electrolux Professional Heavy Equipment (excludes Food preparation and Libero Equipment) 1.) Start-up performed by an Electrolux authorized service partner 2.) Standard Warranty: 2 years parts & 1 year labor (Warranty activated upon completion of mandatory Electrolux authorized service partner start-up) 3.) Chef Training: available after registration of Electrolux authorized service partner start-up (Chef Training applies only to: Combi Ovens, Blast Chillers/Shock Freezers, Braising Pans, Pressure Braising Pans and Kettles) Please contact Electrolux to schedule all of the above 1-866-449-4200 |  | 0 | 0 | 0 |  | 0 | 0.00 | 0 | 0 |  | 0.0 |  | True | 1
|  |  | 1 |  |  | It is obligatory upon the end-user to supply the combi with water that conforms to the specifications attached within AQ Documents section for this PNC/Model. A properly sized system combined with a disciplined filter replacement regimen will ensure the maximum life of the oven |  | 0 | 0 | 0 |  | 0 | 0.00 | 0 | 0 | 85 | 0.0 |  | True | 1
|  |  | 1 |  |  | Natural gas (specify elevation if over 2,500 ft.) |  | 0 | 0 | 0 |  | 0 | 0.00 | 0 | 0 | 85 | 0.0 |  | True | 1
| Electrolux Professional | 922336 | 1 | ea |  | (WHEELS2/1) Wheels for stacked ovens 62 on 62 and 62 on 102 |  | 417 | 417 | 834 | 50 | 417 | 0.00 | 0 | 0 | 65 | 1.0 |  | True | 1
356 | Electrolux Professional | 219781 | 1 | ea | DOUBLE COMBI OVEN | SkyLine PremiumS 62 Combi Oven, gas, boiler, (6) 18" x 26" sheet pan capacity, touch screen interface, (3) cooking modes with special functions, Optiflow (7) speed fan, SkyClean automatic cleaning system, USB port, (6) point multi-sensor probe, triple-glass door, LED lights, stainless steel interior & exterior, 128,519 BTU, 1.5kW, 120v/60/1-ph, 12.5 amps, cETLus, ETL-Sanitation, IPX5, ENERGY STAR­®, includes (3) each grids (922076) & integrated spray hose |  | 20909.5 | 20909.5 | 41819 | 50 | 20909.5 | 360.00 | 0 | 0 |  | 0.0 |  | True | 1
| Electrolux Professional | OS2392 | 1 | ea |  | Cleaning Powder, (100) bag bucket |  | 0 | 0 | 0 |  | 0 | 0.00 | 0 | 0 |  | 0.0 |  | True | 1
| Electrolux Professional | OS2394 | 1 | ea |  | Descaling Tablets, (50) count bucket |  | 0 | 0 | 0 |  | 0 | 0.00 | 0 | 0 |  | 0.0 |  | True | 1
|  |  | 1 |  |  | The following are included in the purchase of Electrolux Professional Heavy Equipment (excludes Food preparation Equipment) 1.) Start-up performed by an Electrolux authorized service partner 2.) Standard Warranty: 2 years parts & 1 year labor (Warranty activated upon completion of mandatory Electrolux authorized service partner start-up) 3.) Chef Training: Up to 4 hours - included with Combi Ovens, Blast Chillers, Braising Pans & Kettles 4.) Performance checks are included 3 months after mandatory Electrolux authorized service partner start-up (applies to Combi Ovens, Braising Pans, Kettles, Dishwashers, EM Cooking Appliances, SpeeDelights) |  | 0 | 0 | 0 |  | 0 | 0.00 | 0 | 0 |  | 0.0 |  | True | 1
|  |  | 1 |  |  | It is obligatory upon the end-user to supply the combi with water that conforms to the specifications attached within AQ Documents section for this PNC/Model. A properly sized system combined with a disciplined filter replacement regimen will ensure the maximum life of the oven |  | 0 | 0 | 0 |  | 0 | 0.00 | 0 | 0 | 85 | 0.0 |  | True | 1
|  |  | 1 |  |  | Gas type to be specified |  | 0 | 0 | 0 |  | 0 | 0.00 | 0 | 0 | 85 | 0.0 |  | True | 1
|  |  | 1 |  |  | Choose installation accessories below |  | 0 | 0 | 0 |  | 0 | 0.00 | 0 | 0 |  | 0.0 |  | True | 1
| Electrolux Professional | 922625 | 1 |  |  | Stacking kit for gas 62 combi oven placed on 102 gas combi oven |  | 2148.5 | 2148.5 | 4297 | 50 | 2148.5 | 58.60 | 0 | 0 |  | 0.0 |  | True | 1
|  |  | 1 |  |  | Choose cooking accessories below |  | 0 | 0 | 0 |  | 0 | 0.00 | 0 | 0 |  | 0.0 |  | True | 1
|  |  | 1 |  |  | Choose handling accessories below |  | 0 | 0 | 0 |  | 0 | 0.00 | 0 | 0 |  | 0.0 |  | True | 1
| Electrolux Professional | 219783 | 1 | ea | DOUBLE COMBI OVEN | SkyLine PremiumS 102 Combi Oven, gas, boiler, (10) 18" x 26" sheet pan capacity, touch screen interface, (3) cooking modes with special functions, Optiflow (7) speed fan, SkyClean automatic cleaning system, USB port, (6) point multi-sensor probe, triple-glass door, LED lights, stainless steel interior & exterior, 188,856 BTU, 1.5kW, 120v/60/1-ph, 12.5 amps, cETLus, ETL-Sanitation, IPX5, ENERGY STAR­®, includes (5) each grids (922076) & integrated spray hose |  | 26030 | 26030 | 52060 | 50 | 26030 | 443.00 | 0 | 0 |  | 0.0 |  | True | 1
| Electrolux Professional | OS2392 | 1 | ea |  | Cleaning Powder, (100) bag bucket |  | 0 | 0 | 0 |  | 0 | 0.00 | 0 | 0 |  | 0.0 |  | True | 1
| Electrolux Professional | OS2394 | 1 | ea |  | Descaling Tablets, (50) count bucket |  | 0 | 0 | 0 |  | 0 | 0.00 | 0 | 0 |  | 0.0 |  | True | 1
|  |  | 1 |  |  | The following are included in the purchase of Electrolux Professional Heavy Equipment (excludes Food preparation Equipment) 1.) Start-up performed by an Electrolux authorized service partner 2.) Standard Warranty: 2 years parts & 1 year labor (Warranty activated upon completion of mandatory Electrolux authorized service partner start-up) 3.) Chef Training: Up to 4 hours - included with Combi Ovens, Blast Chillers, Braising Pans & Kettles 4.) Performance checks are included 3 months after mandatory Electrolux authorized service partner start-up (applies to Combi Ovens, Braising Pans, Kettles, Dishwashers, EM Cooking Appliances, SpeeDelights) |  | 0 | 0 | 0 |  | 0 | 0.00 | 0 | 0 |  | 0.0 |  | True | 1
|  |  | 1 |  |  | It is obligatory upon the end-user to supply the combi with water that conforms to the specifications attached within AQ Documents section for this PNC/Model. A properly sized system combined with a disciplined filter replacement regimen will ensure the maximum life of the oven |  | 0 | 0 | 0 |  | 0 | 0.00 | 0 | 0 | 85 | 0.0 |  | True | 1
|  |  | 1 |  |  | Gas type to be specified |  | 0 | 0 | 0 |  | 0 | 0.00 | 0 | 0 | 85 | 0.0 |  | True | 1
|  |  | 1 |  |  | Choose installation accessories below |  | 0 | 0 | 0 |  | 0 | 0.00 | 0 | 0 |  | 0.0 |  | True | 1
|  |  | 1 |  |  | Choose cooking accessories below |  | 0 | 0 | 0 |  | 0 | 0.00 | 0 | 0 |  | 0.0 |  | True | 1
|  |  | 1 |  |  | Choose handling accessories below |  | 0 | 0 | 0 |  | 0 | 0.00 | 0 | 0 |  | 0.0 |  | True | 1
357 | Ansul | PIRAHNA | 1 | ea | FIRE SUPPRESSION SYSTEM |  | 0.050057 | 9188 | 9188 | 8750 |  | 8750 | 0.00 | 0 | 0 |  | 0.0 |  | True | 0
358 | Advance Tabco | 7-PS-68 | 1 | ea | HAND SINK | Hand Sink, wall mounted, 14" wide x 10" front-to-back x 5" deep bowl, 20 gauge 304 stainless steel, with splash mounted gooseneck faucet with wrist blades, basket drain, wall bracket, NSF, cCSAus |  | 371 | 371 | 742 | 50 | 371 | 13.00 | 0 | 0 | 100 | 2.00000 |  | True | 1
| Advance Tabco | 7-PS-10 | 1 | ea |  | P-trap, heavy duty, 1-1/2", 17 gauge |  | 64 | 64 | 128 | 50 | 64 | 1.00 | 0 | 0 | 77.5 | 0.0 |  | True | 1
| Advance Tabco | 7-PS-15 | 1 | ea |  | Welded Side Splash, 12"H (installed height), both sides, for hand sinks with 14" wide x 10" front-to-back bowl, splash mounted faucets | 0.0020534 | 244 | 244 | 487 | 50 | 243.5 | 14.00 | 0 | 0 | 100 | 1.00000 |  | True | 1
359 |  |  | 0 |  | SpareNo | SpareNo |  | 0 | 0 | 0 |  | 0 | 0.00 | 0 | 0 |  | 0.0 |  | True | 0 | SpareNo
360 |  |  | 0 |  | SpareNo | SpareNo |  | 0 | 0 | 0 |  | 0 | 0.00 | 0 | 0 |  | 0.0 |  | True | 0 | SpareNo
361 | Rubbermaid | FG354060GRAY | 1 | ea | TRASH RECEPTACLE | Slim Jim® Container, 23 gallon, 22"W x 11"D x 30"H, with venting channels, molded-in handles, general purpose waste, open type without lid, high-impact plastic construction, gray, Made in USA | -0.0027583 | 47 | 47 | 94.26 | 50 | 47.13 | 8.24 | 0 | 0 | 150 | 0.0 |  | True | 4
362 | Custom Fabrication | STAINLESS STEEL | 1 | ea | TRAY MAKE-UP COUNTER WITH SINK |  |  | 0 | 0 | 0 |  | 0 | 0.00 | 0 | 0 |  | 0.0 |  | True | 0
363 | Custom Fabrication | STAINLESS STEEL | 1 | ea | LOAD CENTER |  |  | 0 | 0 | 0 |  | 0 | 0.00 | 0 | 0 |  | 0.0 |  | True | 0
364 | Custom Fabrication | STAINLESS STEEL | 1 | ea | TRAY STARTER |  |  | 0 | 0 | 0 |  | 0 | 0.00 | 0 | 0 |  | 0.0 |  | True | 0
364 | Aladdin | TDS150 | 1 | ea | TRAY DISPENSER | self- leveling tray dispenser. mobile |  | 0 | 0 | 0 |  | 0 | 0.00 | 0 | 0 |  | 0.0 |  | True | 0
365 | Custom Fabrication | STAINLESS STEEL | 1 | ea | TRAY STARTER STATION |  |  | 0 | 0 | 0 |  | 0 | 0.00 | 0 | 0 |  | 0.0 |  | True | 0
365 |  |  | 0 |  | SpareNo | SpareNo |  | 0 | 0 | 0 |  | 0 | 0.00 | 0 | 0 |  | 0.0 |  | True | 0 | SpareNo
366 | OS&E | STAINLESS STEEL | 1 | ea | PATIENT ROOM PRINTER |  |  | 0 | 0 | 0 |  | 0 | 0.00 | 0 | 0 |  | 0.0 |  | True | 0 | BY OS&E
367 | Custom Fabrication | STAINLESS STEEL | 1 | ea | DOUBLE OVERSHELF |  |  | 0 | 0 | 0 |  | 0 | 0.00 | 0 | 0 |  | 0.0 |  | True | 0
368 | Custom Fabrication | STAINLESS STEEL | 1 | ea | UNDER COUNTER REFIGERATOR WITH DRAWERS AND NSF#7 RAIL |  |  | 0 | 0 | 0 |  | 0 | 0.00 | 0 | 0 |  | 0.0 |  | True | 0
369 |  |  | 0 |  | SpareNo | SpareNo |  | 0 | 0 | 0 |  | 0 | 0.00 | 0 | 0 |  | 0.0 |  | True | 0 | SpareNo
370 |  |  | 0 |  | SpareNo | SpareNo |  | 0 | 0 | 0 |  | 0 | 0.00 | 0 | 0 |  | 0.0 |  | True | 0 | SpareNo
371 | OS&E | STAINLESS STEEL | 1 | ea | RECESSED CUTTING BOARD |  |  | 0 | 0 | 0 |  | 0 | 0.00 | 0 | 0 |  | 0.0 |  | True | 0 | BY OS&E
372 | Custom Fabrication | STAINLESS STEEL | 1 | ea | TRAY MAKE-UP ROLLER |  |  | 0 | 0 | 0 |  | 0 | 0.00 | 0 | 0 |  | 0.0 |  | True | 0
373 | OS&E | STAINLESS STEEL | 1 | ea | POS PRINTER |  |  | 0 | 0 | 0 |  | 0 | 0.00 | 0 | 0 |  | 0.0 |  | True | 0 | BY OS&E
373 | Aladdin | IND2503 | 1 | ea | INDUCTION CHARGER | HEAT ON DEMAND 2 ACTIVATOR |  | 0 | 0 | 0 |  | 0 | 0.00 | 0 | 0 |  | 0.0 |  | True | 1
374 | Wells | MOD-400TDM/AF | 1 | ea | HOT FOOD WELL | Food Warmer, top-mount, built-in, electric, auto-fill, (4) 12" x 20" openings with manifold drains with one valve, wet/dry operation, double control panel, thermostatic control, stainless steel interior, insulated aluminum steel housing, cULus |  | 5801.5 | 5801.5 | 11603 | 50 | 5801.5 | 112.00 | 0 | 0 | 85 | 13.56000 |  | True | 1
|  |  | 1 |  |  | Limited 2 year parts & 1 year labor warranty, standard |  | 0 | 0 | 0 |  | 0 | 0.00 | 0 | 0 |  | 0.0 |  | True | 1
|  |  | 1 |  |  | Note: Must specify voltage and phase |  | 0 | 0 | 0 |  | 0 | 0.00 | 0 | 0 |  | 0.0 |  | True | 1
|  |  | 1 | ea |  | 208/240v/60/1-ph or 3-ph, 1.24/1.65 kW per well, field wired (field convertible) |  | 0 | 0 | 0 |  | 0 | 0.00 | 0 | 0 | 85 | 0.0 |  | True | 1
375 | OS&E | STAINLESS STEEL | 1 | ea | RECESSED CUTTING BOARD |  |  | 0 | 0 | 0 |  | 0 | 0.00 | 0 | 0 |  | 0.0 |  | True | 0 | BY OS&E
376 | Custom Fabrication | STAINLESS STEEL | 1 | ea | TRASH CHUTE |  |  | 0 | 0 | 0 |  | 0 | 0.00 | 0 | 0 |  | 0.0 |  | True | 0
377 | Rubbermaid | FG354060GRAY | 1 | ea | TRASH RECEPTACLE | Slim Jim® Container, 23 gallon, 22"W x 11"D x 30"H, with venting channels, molded-in handles, general purpose waste, open type without lid, high-impact plastic construction, gray, Made in USA | -0.0027583 | 47 | 47 | 94.26 | 50 | 47.13 | 8.24 | 0 | 0 | 150 | 0.0 |  | True | 4
378 | Hatco | GRAHL-48 | 1 | ea | FOOD WARMER | Glo-Ray® Infrared Foodwarmer, 48" W, high wattage, tubular metal heater rod with lights, single heater rod housing, aluminum construction, 1340 watts, NSF, cULus, Made in USA | 0.0016 | 429.1856 | 429.19 | 857 | 50 | 428.5 | 17.00 | 0 | 0 | 100 | 0.0 |  | True | 1
|  |  | 1 |  |  | NOTE: Sale of this product must comply with Hatco's Minimum Resale Price Policy; consult order acknowledgement for details |  | 0 | 0 | 0 |  | 0 | 0.00 | 0 | 0 |  | 0.0 |  | True | 1
|  |  | 1 |  |  | NOTE: Includes 24/7 parts & service assistance, call 800-558-0607 |  | 0 | 0 | 0 |  | 0 | 0.00 | 0 | 0 |  | 0.0 |  | True | 1
|  |  | 1 |  |  | One year on-site parts and labor warranty, plus one additional year parts only warranty on all Glo-Ray metal sheathed elements |  | 0 | 0 | 0 |  | 0 | 0.00 | 0 | 0 |  | 0.0 |  | True | 1
|  |  | 1 |  |  | 120v/60/1-ph |  | 0 | 0 | 0 |  | 0 | 0.00 | 0 | 0 |  | 0.0 |  | True | 1
| Hatco | RMB-7O | 1 | ea |  | Remote Control Enclosure, (1) toggle switch, (1) infinite switch, (1) indicator light (for 120 volt only) |  | 138 | 138 | 276 | 50 | 138 | 5.00 | 0 | 0 | 100 | 0.0 |  | True | 1
| Hatco | STANDARD | 1 |  |  | Clear Anodized Aluminum (housing), standard (Available at time of purchase only) |  | 0 | 0 | 0 |  | 0 | 0.00 | 0 | 0 |  | 0.0 |  | True | 1
| Hatco | STANDARD | 1 |  |  | Clear Anodized Aluminum, standard (Available at time of purchase only) |  | 0 | 0 | 0 |  | 0 | 0.00 | 0 | 0 |  | 0.0 |  | True | 1
379 |  |  | 0 |  | SpareNo | SpareNo |  | 0 | 0 | 0 |  | 0 | 0.00 | 0 | 0 |  | 0.0 |  | True | 0 | SpareNo
380 |  |  | 0 |  | SpareNo | SpareNo |  | 0 | 0 | 0 |  | 0 | 0.00 | 0 | 0 |  | 0.0 |  | True | 0 | SpareNo
381 | Panasonic | NE-17521 | 1 | ea | MICROWAVE OVEN | PRO1 Commercial Microwave Oven, heavy volume, 1700 Watts, 0.6 cu. ft. capacity, compact, (15) power levels, 5-stage cooking, 30 program memory capacity, self-diagnostics, oven cycle counter, LCD digital display with countdown, see-thru left hinged door, programmable lock, stackable, LED interior light, cULus, NSF | 0.00043956 | 1138 | 1138 | 2275 | 50 | 1137.5 | 68.50 | 0 | 0 | UPS | 4.70000 |  | True | 1
|  |  | 1 |  |  | 1 year parts & labor warranty and 3 year magnetron warranty (labor for magnetron replacement is not covered in years 2 and 3) |  | 0 | 0 | 0 |  | 0 | 0.00 | 0 | 0 |  | 0.0 |  | True | 1
|  |  | 1 |  |  | 208v/60/1-ph, 13.6 amps, NEMA 6-15P |  | 0 | 0 | 0 |  | 0 | 0.00 | 0 | 0 |  | 0.0 |  | True | 1
381 | ACP | RMS10TSA | 1 | ea | Microwave Oven | Amana® Commercial Microwave Oven, 0.8 cu. ft. capacity, 1000 watts, low volume, 4-stage cooking, (5) power levels, touchpad controls, (20) memory settings, 30-minute max cooking time, interlock safety switch, audible end of cycle signal, LED display, side hinged door with tempered glass, LED lighted interior, stainless steel interior & exterior, 120v/60/1-ph, 13.0 amps, 15 MCA, 1500 watts (total), cord, NEMA 5-15P, cETLus, ETL-Sanitation |  | 520 | 520 | 1040 | 50 | 520 | 37.00 | 0 | 0 | ups | 0.0 |  | True | 1
|  |  | 1 |  |  | 3-year limited warranty (1 year full) |  | 0 | 0 | 0 |  | 0 | 0.00 | 0 | 0 |  | 0.0 |  | True | 1
382 | Hatco | HDW-2B | 1 | ea | WARMING DRAWER | Warming Drawer Unit, Built-in, two drawers, includes (1) standard 6" deep food pan per drawer, stainless steel construction, thermostatic controls, NSF, cULus, Made in USA | 0.00021427 | 2474.03 | 2474.03 | 4947 | 50 | 2473.5 | 159.00 | 0 | 0 | 92.5 | 0.0 |  | True | 1
|  |  | 1 |  |  | NOTE: Sale of this product must comply with Hatco's Minimum Resale Price Policy; consult order acknowledgement for details |  | 0 | 0 | 0 |  | 0 | 0.00 | 0 | 0 |  | 0.0 |  | True | 1
|  |  | 1 |  |  | NOTE: Includes 24/7 parts & service assistance, call 800-558-0607 |  | 0 | 0 | 0 |  | 0 | 0.00 | 0 | 0 |  | 0.0 |  | True | 1
|  |  | 1 |  |  | 2-Yr Warranty on drawer warmer heating elements against burnout, standard |  | 0 | 0 | 0 |  | 0 | 0.00 | 0 | 0 |  | 0.0 |  | True | 1
|  |  | 1 |  |  | 2-Yr Warranty on drawer slides & rollers against breakage, standard |  | 0 | 0 | 0 |  | 0 | 0.00 | 0 | 0 |  | 0.0 |  | True | 1
|  |  | 1 |  |  | 120v/60/1-ph, 900 watts, 7.5 amps, hardwired (domestic voltage), standard |  | 0 | 0 | 0 |  | 0 | 0.00 | 0 | 0 |  | 0.0 |  | True | 1
| Hatco | STANDARD | 1 |  |  | Stainless Steel Drawer Front, standard (available at time of purchase only) |  | 0 | 0 | 0 |  | 0 | 0.00 | 0 | 0 |  | 0.0 |  | True | 1
|  |  | 1 |  |  | Standard drawer pan |  | 0 | 0 | 0 |  | 0 | 0.00 | 0 | 0 |  | 0.0 |  | True | 1
|  |  | 1 |  |  | Standard drawer pan |  | 0 | 0 | 0 |  | 0 | 0.00 | 0 | 0 |  | 0.0 |  | True | 1
383 | Custom Fabrication | STAINLESS STEEL | 1 | ea | UNDER COUNTER REFIGERATOR WITH DOORS AND NSF#7 RAIL |  |  | 0 | 0 | 0 |  | 0 | 0.00 | 0 | 0 |  | 0.0 |  | True | 0
384 | OS&E | STAINLESS STEEL | 1 | ea | RECESSED CUTTING BOARD |  |  | 0 | 0 | 0 |  | 0 | 0.00 | 0 | 0 |  | 0.0 |  | True | 0 | BY OS&E
385 |  |  | 0 |  | SpareNo | SpareNo |  | 0 | 0 | 0 |  | 0 | 0.00 | 0 | 0 |  | 0.0 |  | True | 0 | SpareNo
386 | OS&E | STAINLESS STEEL | 1 | ea | POS PRINTER |  |  | 0 | 0 | 0 |  | 0 | 0.00 | 0 | 0 |  | 0.0 |  | True | 0 | BY OS&E
387 | Custom Fabrication | STAINLESS STEEL | 1 | ea | TRASH CHUTE |  |  | 0 | 0 | 0 |  | 0 | 0.00 | 0 | 0 |  | 0.0 |  | True | 0
388 | Rubbermaid | FG354060GRAY | 1 | ea | TRASH RECEPTACLE | Slim Jim® Container, 23 gallon, 22"W x 11"D x 30"H, with venting channels, molded-in handles, general purpose waste, open type without lid, high-impact plastic construction, gray, Made in USA | -0.0027583 | 47 | 47 | 94.26 | 50 | 47.13 | 8.24 | 0 | 0 | 150 | 0.0 |  | True | 4
389 |  |  | 0 |  | SpareNo | SpareNo |  | 0 | 0 | 0 |  | 0 | 0.00 | 0 | 0 |  | 0.0 |  | True | 0 | SpareNo
390 |  |  | 0 |  | SpareNo | SpareNo |  | 0 | 0 | 0 |  | 0 | 0.00 | 0 | 0 |  | 0.0 |  | True | 0 | SpareNo
391 | Advance Tabco | 7-PS-42 | 1 | ea | DROP-IN HAND SINK | Recessed Hand Sink, 14"W x 10"D x 5" deep sink bowl, includes: 4" OC deck mounted gooseneck faucet with aerator, soap & paper towel dispensers, 4"H side splashes, 304 stainless steel, NSF (countertop opening not to exceed 17-1/4" (front to back) x 17-3/8" (left to right)) | 0.00037523 | 1954.7332 | 1954.73 | 3908 | 50 | 1954 | 30.00 | 0 | 0 | 100 | 2.00000 |  | True | 1
| Advance Tabco | K-316-LU | 1 | ea |  | Wrist Handles Only, for splash or deck mount hand sink faucet (1 pair hot & cold 4" long blades), fits faucets supplied after November 2015 with hot & cold color rings that do not have exposed screw head |  | 83.5 | 83.5 | 167 | 50 | 83.5 | 2.00 | 0 | 0 | 77.5 | 0.0 |  | True | 1
| Advance Tabco | 7-PS-10 | 1 | ea |  | P-trap, heavy duty, 1-1/2", 17 gauge |  | 93.5 | 93.5 | 187 | 50 | 93.5 | 1.00 | 0 | 0 | 77.5 | 0.0 |  | True | 1
392 | OS&E | STAINLESS STEEL | 1 | ea | PATIENT ROOM SCANNER |  |  | 0 | 0 | 0 |  | 0 | 0.00 | 0 | 0 |  | 0.0 |  | True | 0 | BY OS&E
393 | True Mfg. - General Foodservice | STR1RPT-1G-1S-HC | 1 | ea | Pass-Thru Refrigerator | SPEC SERIES® Refrigerator, pass-thru, one-section, (1) glass door front, (1) stainless steel door rear, locks, cam-lift hinges, digital temperature control, (1) interior kit, LED interior lights, stainless steel front & sides, stainless steel interior, 5" castors, R290 Hydrocarbon refrigerant, 1/4 HP, 115v/60/1-ph, 3.8 amps, NEMA 5-15P, cULus, UL EPH Classified, Made in USA |  | 14154 | 14154 | 28308 | 50 | 14154 | 475.00 | 0 | 0 | 150 | 77.00000 |  | True | 1
|  |  | 1 |  |  | Warranty - 7 year compressor (self-contained only), please visit www.Truemfg.com for specifics |  | 0 | 0 | 0 |  | 0 | 0.00 | 0 | 0 |  | 0.0 |  | True | 1
|  |  | 1 |  |  | Warranty - 5 year parts & labor, please visit www.Truemfg.com for specifics |  | 0 | 0 | 0 |  | 0 | 0.00 | 0 | 0 |  | 0.0 |  | True | 1
|  |  | 1 |  |  | Thermometer side: Door hinged on right standard |  | 0 | 0 | 0 |  | 0 | 0.00 | 0 | 0 |  | 0.0 |  | True | 1
|  |  | 1 |  |  | Rear: Door hinged on right standard |  | 0 | 0 | 0 |  | 0 | 0.00 | 0 | 0 |  | 0.0 |  | True | 1
|  |  | 1 | kt |  | Spec Kit #4 - (3) chrome shelves & shelf supports |  | 0 | 0 | 0 |  | 0 | 0.00 | 0 | 0 |  | 0.0 |  | True | 1
|  |  | 1 | st |  | 5" castors (set of 4), standard |  | 0 | 0 | 0 |  | 0 | 0.00 | 0 | 0 |  | 0.0 |  | True | 1
393 |  |  | 0 |  | SpareNo | SpareNo |  | 0 | 0 | 0 |  | 0 | 0.00 | 0 | 0 |  | 0.0 |  | True | 0 | SpareNo
394 |  |  | 0 |  | SpareNo | SpareNo |  | 0 | 0 | 0 |  | 0 | 0.00 | 0 | 0 |  | 0.0 |  | True | 0 | SpareNo
395 |  |  | 0 |  | SpareNo | SpareNo |  | 0 | 0 | 0 |  | 0 | 0.00 | 0 | 0 |  | 0.0 |  | True | 0 | SpareNo
|  |  | 0 |  |  | TRAY AND CART ASSEMBLY AREA |  | 0 | 0 | 0 |  | 0 | 0.00 | 0 | 0 |  | 0.0 |  | True | 0
396 | Aladdin | MD10SLPRS8B4-55 | 5 | ea | MEAL TRAY DELIVERY CART | Tray Delivery Cart, (1) door, 1-compartment, 51"H, enclosed, (10) tray capacity, designed to hold multiple tray sizes (14" x 18", 15" x 20").x room service trays), 5-1/2" spacing, two trays per slide, push handle, fixed panels, (4) 6" BALLOON type casters, 2 swivel with brakes, 2 fixed without brakes, stainless steel construction. NSF |  | 0 | 0 | 0 |  | 0 | 0.00 | 0 | 0 |  | 0.0 |  | True | 1
396 | Aladdin | MD28SLP | 4 | ea | TRAY DELIVERY CART |  |  | 0 | 0 | 0 |  | 0 | 0.00 | 0 | 0 |  | 0.0 |  | True | 0
397 | Advance Tabco | 7-PS-68 | 1 | ea | HAND SINK | Hand Sink, wall mounted, 14" wide x 10" front-to-back x 5" deep bowl, 20 gauge 304 stainless steel, with splash mounted gooseneck faucet with wrist blades, basket drain, wall bracket, NSF, cCSAus |  | 499 | 499 | 998 | 50 | 499 | 13.00 | 0 | 0 | 100 | 2.00000 |  | True | 1
| Advance Tabco | 7-PS-10 | 1 | ea |  | P-trap, heavy duty, 1-1/2", 17 gauge |  | 93.5 | 93.5 | 187 | 50 | 93.5 | 1.00 | 0 | 0 | 77.5 | 0.0 |  | True | 1
| Advance Tabco | 7-PS-15 | 1 | ea |  | Welded Side Splash, 12"H (installed height), both sides, for hand sinks with 14" wide x 10" front-to-back bowl, splash mounted faucets | 0.0020534 | 357.232 | 357.23 | 713 | 50 | 356.5 | 14.00 | 0 | 0 | 100 | 1.00000 |  | True | 1
398 | Rubbermaid | FG354060GRAY | 1 | ea | TRASH RECEPTACLE | Slim Jim® Container, 23 gallon, 22"W x 11"D x 30"H, with venting channels, molded-in handles, general purpose waste, open type without lid, high-impact plastic construction, gray, Made in USA | -0.0027583 | 47 | 47 | 94.26 | 50 | 47.13 | 8.24 | 0 | 0 | 150 | 0.0 |  | True | 4
399 |  |  | 0 |  | SpareNo | SpareNo |  | 0 | 0 | 0 |  | 0 | 0.00 | 0 | 0 |  | 0.0 |  | True | 0 | SpareNo
400 |  |  | 0 |  | SpareNo | SpareNo |  | 0 | 0 | 0 |  | 0 | 0.00 | 0 | 0 |  | 0.0 |  | True | 0 | SpareNo
401 | True Mfg. - General Foodservice | STA1F-2HS-HC | 1 | ea | REACH-IN FREEZER | SPEC SERIES® Freezer, reach-in, -10°F, one-section, (2) stainless steel half doors with locks, cam-lift hinges, digital temperature control, (3) chrome shelves, LED interior lights, stainless steel front & sides, aluminum interior, 5" castors, R290 Hydrocarbon refrigerant, 1/2 HP, 115v/60/1-ph, 6.0 amps, NEMA 5-15P, cULus, UL EPH Classified, Made in USA | 3.4377e-05 | 11263.8872 | 11263.89 | 22527 | 50 | 11263.5 | 410.00 | 0 | 0 | 150 | 77.00000 |  | True | 1
|  |  | 1 |  |  | Note: Due to the continued supply chain issues in the industry all True pricing is tentative based on final production dates. Any units ordered that will be produced on or after October 1st, 2022 may be subject to additional pricing escalators. Please contact your True representative for final lead times. |  | 0 | 0 | 0 |  | 0 | 0.00 | 0 | 0 |  | 0.0 |  | True | 1
|  |  | 1 |  |  | Warranty - 7 year compressor (self-contained only), please visit www.Truemfg.com for specifics |  | 0 | 0 | 0 |  | 0 | 0.00 | 0 | 0 |  | 0.0 |  | True | 1
|  |  | 1 |  |  | Warranty - 5 year parts and labor, please visit www.Truemfg.com for specifics |  | 0 | 0 | 0 |  | 0 | 0.00 | 0 | 0 |  | 0.0 |  | True | 1
|  |  | 1 |  |  | Door hinged right standard |  | 0 | 0 | 0 |  | 0 | 0.00 | 0 | 0 |  | 0.0 |  | True | 1
|  |  | 1 |  |  | (3) chrome shelves and shelf supports standard per section |  | 0 | 0 | 0 |  | 0 | 0.00 | 0 | 0 |  | 0.0 |  | True | 1
|  |  | 1 | st |  | 5" castors, set of 4, standard |  | 0 | 0 | 0 |  | 0 | 0.00 | 0 | 0 |  | 0.0 |  | True | 1
402 | Carter-Hoffmann | PHB495HE | 2 | ea | Mobile Refrigerator Cabinet | Air-Screen Trayline Refrigerated Cabinet, mobile, insulated, bottom-mounted refrigerator, (15) 18"x 26" pans, fixed slides, 3" centers, (1) solid hinged door, stainless steel construction, 6" swivel casters (2 with brakes), 1 HP, cULus, NSF | 5.3473e-05 | 9725.02 | 19450.04 | 19449 | 50 | 9724.5 | 541.00 | 0 | 0 |  | 0.0 |  | True | 1
|  |  | 2 |  |  | 1 yr compressor warranty, parts only, labor not included, standard |  | 0 | 0 | 0 |  | 0 | 0.00 | 0 | 0 |  | 0.0 |  | True | 1
|  |  | 2 |  |  | 120v/60/1-ph, 7.0 amps, NEMA 5-15P, standard |  | 0 | 0 | 0 |  | 0 | 0.00 | 0 | 0 |  | 0.0 |  | True | 1
403 | Custom Fabrication | STAINLESS STEEL | 1 | ea | BEVERAGE COUNTER WITH SINK |  |  | 0 | 0 | 0 |  | 0 | 0.00 | 0 | 0 |  | 0.0 |  | True | 0
404 | BUNN | 02500.0001 | 1 | ea | HOT WATER DISPENSER | 02500.0001 HW2 Hot Water Dispenser, 2 gallon capacity, 4.2 gallon/hr capacity, 200° setting, includes drip tray, stainless steel exterior, plumbed, 120v/60/1-ph, 1800w, 15amps, NEMA 5-15P, UL, NSF |  | 619.38 | 619.38 | 1238.76 | 50 | 619.38 | 20.15 | 0 | 0 | 100 | 3.11100 |  | True | 1
|  |  | 1 |  |  | Equipment discount category net prices must be rounded to the nearest dollar |  | 0 | 0 | 0 |  | 0 | 0.00 | 0 | 0 |  | 0.0 |  | True | 1
405 |  |  | 0 |  | SpareNo | SpareNo |  | 0 | 0 | 0 |  | 0 | 0.00 | 0 | 0 |  | 0.0 |  | True | 0 | SpareNo
406 | BUNN | 20900.0008 | 1 | ea | COFFEE BREWER | 20900.0008 Dual® Coffee Brewer, Portable, mechanical thermostat, brews 16.3 gallons per hour capacity, black plastic funnel, 1 batch-size setting, electronic timer & grinder interface, upper hot water faucet, variable water bypass, includes (2) GPR servers (20950.0004), 4" black adjustable legs, stainless steel, 120/208v/60/1-ph, 5990 watts, 28.8 amps, 20-90 psi, 1/4" male NPT, UL, NSF |  | 0 | 0 | 3232 |  | 0 | 92.46 | 0 | 0 | 175 | 11.10100 |  | True | 1 | BY VENDOR
|  |  | 1 |  |  | Equipment discount category net prices must be rounded to the nearest dollar |  | 0 | 0 | 0 |  | 0 | 0.00 | 0 | 0 |  | 0.0 |  | True | 1 | BY VENDOR
407 | BUNN | 36700.0059 | 1 | ea | ICED TEA BREWER | 36700.0059 TB3Q Iced Tea Brewer, 3-gallon capacity single brewer, 26.7 gallon/hour, quick disconnect, SplashGard® funnel, Quickbrew system(dispensers sold separately), 120v/60/1-ph, 1730w, 14.4amps, NEMA 5-15P, cord attached, UL, NSF |  | 0 | 0 | 1078 |  | 0 | 37.01 | 0 | 0 | 150 | 7.23200 |  | True | 1 | BY VENDOR
|  |  | 1 |  |  | Equipment discount category net prices must be rounded to the nearest dollar |  | 0 | 0 | 0 |  | 0 | 0.00 | 0 | 0 |  | 0.0 |  | True | 1 | BY VENDOR
408 | Vendor | BY VENDOR | 1 | ea | SODA AND ICE DISPENSER | BY OS&E |  | 0 | 0 | 0 |  | 0 | 0.00 | 0 | 0 |  | 0.0 |  | True | 0
409 |  |  | 0 |  | SpareNo | SpareNo |  | 0 | 0 | 0 |  | 0 | 0.00 | 0 | 0 |  | 0.0 |  | True | 0 | SpareNo
410 |  |  | 0 |  | SpareNo | SpareNo |  | 0 | 0 | 0 |  | 0 | 0.00 | 0 | 0 |  | 0.0 |  | True | 0 | SpareNo
411 | Scotsman | NS0422W-1 | 1 | ea | ICE MACHINE | Prodigy Plus® Ice Maker, nugget style, Original Chewable Ice®, water-cooled, self-contained condenser, production capacity up to 455 lb/24 hours at 70°/50° (397 lb AHRI certified at 90°/70°), sealed maintenance-free bearings, AutoAlert™ indicating lights, unit specific QR code, stainless auger and evaporator, one-touch cleaning, stainless steel finish, AgION™ antimicrobial protection, R-404A refrigerant, 115v/60/1-ph, 12.1 amps, NSF, cULus, engineered and assembled in USA |  | 5545.5 | 5545.5 | 11091 | 50 | 5545.5 | 172.00 | 0 | 0 | 92.5 | 12.20000 |  | True | 1
|  |  | 1 |  |  | NOTE: Sale of this product must comply with Scotsman's MSRP Policy; contact your Scotsman representative for details |  | 0 | 0 | 0 |  | 0 | 0.00 | 0 | 0 |  | 0.0 |  | True | 1
|  |  | 1 |  |  | 3 year parts & labor warranties |  | 0 | 0 | 0 |  | 0 | 0.00 | 0 | 0 |  | 0.0 |  | True | 1
|  |  | 1 |  |  | 5 year parts on compressor |  | 0 | 0 | 0 |  | 0 | 0.00 | 0 | 0 |  | 0.0 |  | True | 1
|  |  | 1 |  |  | NOTE: Kit(s) required for all modular nugget ice machines placed on a dispenser; contact your Scotsman representative for details |  | 0 | 0 | 0 |  | 0 | 0.00 | 0 | 0 |  | 0.0 |  | True | 1
412 | Scotsman | AP1-P | 1 | ea | WATER FILTRATION SYSTEM | AquaPatrol™ Plus Water Filtration System, single system, 2.1 gallons per minute max flow, designed for cubers up to 650 lb, and for flakers, nuggets & nugget dispensers up to 1,200 lb, cULus, NSF |  | 298 | 298 | 596 | 50 | 298 | 7.00 | 0 | 0 | 92.5 | 0.72917 |  | True | 1
|  |  | 1 |  |  | NOTE: Sale of this product must comply with Scotsman's MSRP Policy; contact your Scotsman representative for details |  | 0 | 0 | 0 |  | 0 | 0.00 | 0 | 0 |  | 0.0 |  | True | 1
413 | Custom Fabrication | STAINLESS STEEL | 1 | ea | TRASH CHUTE |  |  | 0 | 0 | 0 |  | 0 | 0.00 | 0 | 0 |  | 0.0 |  | True | 0
414 | Rubbermaid | FG354060GRAY | 1 | ea | TRASH RECEPTACLE | Slim Jim® Container, 23 gallon, 22"W x 11"D x 30"H, with venting channels, molded-in handles, general purpose waste, open type without lid, high-impact plastic construction, gray, Made in USA | -0.0027583 | 47 | 47 | 94.26 | 50 | 47.13 | 8.24 | 0 | 0 | 150 | 0.0 |  | True | 4
415 |  |  | 0 |  | SpareNo | SpareNo |  | 0 | 0 | 0 |  | 0 | 0.00 | 0 | 0 |  | 0.0 |  | True | 0 | SpareNo
416 | Rubbermaid | FG354060GRAY | 1 | ea | TRASH RECEPTACLE | Slim Jim® Container, 23 gallon, 22"W x 11"D x 30"H, with venting channels, molded-in handles, general purpose waste, open type without lid, high-impact plastic construction, gray, Made in USA | -0.0027583 | 47 | 47 | 94.26 | 50 | 47.13 | 8.24 | 0 | 0 | 150 | 0.0 |  | True | 4
417 | Advance Tabco | 7-PS-68 | 1 | ea | HAND SINK | Hand Sink, wall mounted, 14" wide x 10" front-to-back x 5" deep bowl, 20 gauge 304 stainless steel, with splash mounted gooseneck faucet with wrist blades, basket drain, wall bracket, NSF, cCSAus |  | 371 | 371 | 742 | 50 | 371 | 13.00 | 0 | 0 | 100 | 2.00000 |  | True | 1
| Advance Tabco | 7-PS-10 | 1 | ea |  | P-trap, heavy duty, 1-1/2", 17 gauge |  | 64 | 64 | 128 | 50 | 64 | 1.00 | 0 | 0 | 77.5 | 0.0 |  | True | 1
| Advance Tabco | 7-PS-15 | 1 | ea |  | Welded Side Splash, 12"H (installed height), both sides, for hand sinks with 14" wide x 10" front-to-back bowl, splash mounted faucets | 0.0020534 | 244 | 244 | 487 | 50 | 243.5 | 14.00 | 0 | 0 | 100 | 1.00000 |  | True | 1
418 | Mars Air Systems | STD272-2UA-OB-VHP | 1 | ea | AIR CURTAIN | Standard Series 2 Air Curtain, for 72" wide door, unheated, UVC/HCP, includes magnetic switch (99-018) and 24v control, galvanized steel cabinet, obsidian black powder coat finish, (2) 1/2 HP motors, 115v/60/1-ph, 1.0 kW, cord & plug, 10.2 amps, cETLus |  | 2415 | 2415 | 4830 | 50 | 2415 | 0.00 | 0 | 0 |  | 0.0 |  | True | 1
419 |  |  | 0 |  | SpareNo | SpareNo |  | 0 | 0 | 0 |  | 0 | 0.00 | 0 | 0 |  | 0.0 |  | True | 0 | SpareNo
420 |  |  | 0 |  | SpareNo | SpareNo |  | 0 | 0 | 0 |  | 0 | 0.00 | 0 | 0 |  | 0.0 |  | True | 0 | SpareNo
414 | Burl | SS360 | 2 | ea | TRAY DELIVERY CART |  |  | 0 | 0 | 0 |  | 0 | 0.00 | 0 | 0 |  | 0.0 |  | True | 0
421 | Aladdin | MD10SLPRS8B4-55 | 2 | ea | MEAL TRAY DELIVERY CART | Tray Delivery Cart, (1) door, 1-compartment, 51"H, enclosed, (10) tray capacity, designed to hold multiple tray sizes (14" x 18", 15" x 20").x room service trays), 5-1/2" spacing, two trays per slide, push handle, fixed panels, (4) 6" BALLOON type casters, 2 swivel with brakes, 2 fixed without brakes, stainless steel construction. NSF |  | 0 | 0 | 0 |  | 0 | 0.00 | 0 | 0 |  | 0.0 |  | True | 1
421 | Aladdin | MD28SLP | 2 | ea | TRAY DELIVERY CART |  |  | 0 | 0 | 0 |  | 0 | 0.00 | 0 | 0 |  | 0.0 |  | True | 0
422 | Aladdin | MD10SLPRS8B4-55 | 2 | ea | MEAL TRAY DELIVERY CART | Tray Delivery Cart, (1) door, 1-compartment, 51"H, enclosed, (10) tray capacity, designed to hold multiple tray sizes (14" x 18", 15" x 20").x room service trays), 5-1/2" spacing, two trays per slide, push handle, fixed panels, (4) 6" BALLOON type casters, 2 swivel with brakes, 2 fixed without brakes, stainless steel construction. NSF |  | 0 | 0 | 0 |  | 0 | 0.00 | 0 | 0 |  | 0.0 |  | True | 1
422 | Burl | SS360 | 2 | ea | TRAY DELIVERY CART |  |  | 0 | 0 | 0 |  | 0 | 0.00 | 0 | 0 |  | 0.0 |  | True | 0
422 | True Mfg. - General Foodservice | STA1F-2HS-HC | 1 | ea | Reach-In Freezer | SPEC SERIES® Freezer, reach-in, -10°F, one-section, (2) stainless steel half doors with locks, cam-lift hinges, digital temperature control, (3) chrome shelves, LED interior lights, stainless steel front & sides, aluminum interior, 5" castors, R290 Hydrocarbon refrigerant, 1/2 HP, 115v/60/1-ph, 6.0 amps, NEMA 5-15P, cULus, UL EPH Classified, Made in USA | 3.4377e-05 | 11263.8872 | 11263.89 | 22527 | 50 | 11263.5 | 410.00 | 0 | 0 | 150 | 77.00000 |  | True | 1
|  |  | 1 |  |  | Warranty - 7 year compressor (self-contained only), please visit www.Truemfg.com for specifics |  | 0 | 0 | 0 |  | 0 | 0.00 | 0 | 0 |  | 0.0 |  | True | 1
|  |  | 1 |  |  | Warranty - 5 year parts & labor, please visit www.Truemfg.com for specifics |  | 0 | 0 | 0 |  | 0 | 0.00 | 0 | 0 |  | 0.0 |  | True | 1
|  |  | 1 |  |  | Door hinged right standard |  | 0 | 0 | 0 |  | 0 | 0.00 | 0 | 0 |  | 0.0 |  | True | 1
|  |  | 1 |  |  | (3) chrome shelves & shelf supports standard per section |  | 0 | 0 | 0 |  | 0 | 0.00 | 0 | 0 |  | 0.0 |  | True | 1
|  |  | 1 | st |  | 5" castors (set of 4), standard |  | 0 | 0 | 0 |  | 0 | 0.00 | 0 | 0 |  | 0.0 |  | True | 1
423 | Custom Fabrication | STAINLESS STEEL | 1 | ea | BEVERAGE COUNTER WITH SINK |  |  | 0 | 0 | 0 |  | 0 | 0.00 | 0 | 0 |  | 0.0 |  | True | 0
424 | Scotsman | NS0422W-1 | 1 | ea | ICE MACHINE | Prodigy Plus® Ice Maker, nugget style, Original Chewable Ice®, water-cooled, self-contained condenser, production capacity up to 455 lb/24 hours at 70°/50° (397 lb AHRI certified at 90°/70°), sealed maintenance-free bearings, AutoAlert™ indicating lights, unit specific QR code, stainless auger and evaporator, one-touch cleaning, stainless steel finish, AgION™ antimicrobial protection, R-404A refrigerant, 115v/60/1-ph, 12.1 amps, NSF, cULus, engineered and assembled in USA |  | 5545.5 | 5545.5 | 11091 | 50 | 5545.5 | 172.00 | 0 | 0 | 92.5 | 12.20000 |  | True | 1
|  |  | 1 |  |  | NOTE: Sale of this product must comply with Scotsman's MSRP Policy; contact your Scotsman representative for details |  | 0 | 0 | 0 |  | 0 | 0.00 | 0 | 0 |  | 0.0 |  | True | 1
|  |  | 1 |  |  | 3 year parts & labor warranties |  | 0 | 0 | 0 |  | 0 | 0.00 | 0 | 0 |  | 0.0 |  | True | 1
|  |  | 1 |  |  | 5 year parts on compressor |  | 0 | 0 | 0 |  | 0 | 0.00 | 0 | 0 |  | 0.0 |  | True | 1
|  |  | 1 |  |  | NOTE: Kit(s) required for all modular nugget ice machines placed on a dispenser; contact your Scotsman representative for details |  | 0 | 0 | 0 |  | 0 | 0.00 | 0 | 0 |  | 0.0 |  | True | 1
425 |  |  | 0 |  | SpareNo | SpareNo |  | 0 | 0 | 0 |  | 0 | 0.00 | 0 | 0 |  | 0.0 |  | True | 0 | SpareNo
426 | Vendor | BY VENDOR | 1 | ea | SODA AND ICE DISPENSER | BY OS&E |  | 0 | 0 | 0 |  | 0 | 0.00 | 0 | 0 |  | 0.0 |  | True | 0
427 | Scotsman | AP1-P | 1 | ea | WATER FILTRATION SYSTEM | AquaPatrol™ Plus Water Filtration System, single system, 2.1 gallons per minute max flow, designed for cubers up to 650 lb, and for flakers, nuggets & nugget dispensers up to 1,200 lb, cULus, NSF |  | 298 | 298 | 596 | 50 | 298 | 7.00 | 0 | 0 | 92.5 | 0.72917 |  | True | 1
|  |  | 1 |  |  | NOTE: Sale of this product must comply with Scotsman's MSRP Policy; contact your Scotsman representative for details |  | 0 | 0 | 0 |  | 0 | 0.00 | 0 | 0 |  | 0.0 |  | True | 1
428 | BUNN | 36700.0059 | 1 | ea | ICED TEA BREWER | 36700.0059 TB3Q Iced Tea Brewer, 3-gallon capacity single brewer, 26.7 gallon/hour, quick disconnect, SplashGard® funnel, Quickbrew system(dispensers sold separately), 120v/60/1-ph, 1730w, 14.4amps, NEMA 5-15P, cord attached, UL, NSF |  | 0 | 0 | 1078 |  | 0 | 37.01 | 0 | 0 | 150 | 7.23200 |  | True | 1 | BY VENDOR
|  |  | 1 |  |  | Equipment discount category net prices must be rounded to the nearest dollar |  | 0 | 0 | 0 |  | 0 | 0.00 | 0 | 0 |  | 0.0 |  | True | 1 | BY VENDOR
429 | Carter-Hoffmann | PHB495HE | 2 | ea | Mobile Refrigerator Cabinet | Air-Screen Trayline Refrigerated Cabinet, mobile, insulated, bottom-mounted refrigerator, (15) 18"x 26" pans, fixed slides, 3" centers, (1) solid hinged door, stainless steel construction, 6" swivel casters (2 with brakes), 1 HP, cULus, NSF | 5.3473e-05 | 9725.02 | 19450.04 | 19449 | 50 | 9724.5 | 541.00 | 0 | 0 |  | 0.0 |  | True | 1
|  |  | 2 |  |  | 1 yr compressor warranty, parts only, labor not included, standard |  | 0 | 0 | 0 |  | 0 | 0.00 | 0 | 0 |  | 0.0 |  | True | 1
|  |  | 2 |  |  | 120v/60/1-ph, 7.0 amps, NEMA 5-15P, standard |  | 0 | 0 | 0 |  | 0 | 0.00 | 0 | 0 |  | 0.0 |  | True | 1
430-500 |  |  | 0 |  | SpareNo | SpareNo |  | 0 | 0 | 0 |  | 0 | 0.00 | 0 | 0 |  | 0.0 |  | True | 0 | SpareNo
|  |  | 0 |  |  | WARE WASHING AREA |  | 0 | 0 | 0 |  | 0 | 0.00 | 0 | 0 |  | 0.0 |  | True | 0
501 | Mars Air Systems | STD272-2UA-OB-VHP | 1 | ea | AIR CURTAIN | Standard Series 2 Air Curtain, for 72" wide door, unheated, UVC/HCP, includes magnetic switch (99-018) and 24v control, galvanized steel cabinet, obsidian black powder coat finish, (2) 1/2 HP motors, 115v/60/1-ph, 1.0 kW, cord & plug, 10.2 amps, cETLus |  | 2415 | 2415 | 4830 | 50 | 2415 | 0.00 | 0 | 0 |  | 0.0 |  | True | 1
502 | GENERAL CONTRACTOR |  | 1 | ea | MOP SINK |  |  | 0 | 0 | 0 |  | 0 | 0.00 | 0 | 0 |  | 0.0 |  | True | 0
503 | GENERAL CONTRACTOR |  | 1 | ea | HOSE BIB |  |  | 0 | 0 | 0 |  | 0 | 0.00 | 0 | 0 |  | 0.0 |  | True | 0
504 | GENERAL CONTRACTOR |  | 1 | ea | MOP RACK |  |  | 0 | 0 | 0 |  | 0 | 0.00 | 0 | 0 |  | 0.0 |  | True | 0
505 |  |  | 0 |  | SpareNo | SpareNo |  | 0 | 0 | 0 |  | 0 | 0.00 | 0 | 0 |  | 0.0 |  | True | 0 | SpareNo
506 | Advance Tabco | WS-15-24-16 | 1 | ea | WALL SHELVING | Shelf, wall-mounted, 24"W x 15"D, 1-5/8" bullnose front edge, 1-1/2"H rear up-turn, 16/304 satin finish stainless steel, NSF |  | 273 | 273 | 546 | 50 | 273 | 11.00 | 0 | 0 | 70 | 3.0 |  | True | 1
| Advance Tabco | TA-26-15 | 1 | ea |  | Weld support brackets to wall shelf for 15" deep wall shelves |  | 116 | 116 | 232 | 50 | 116 | 0.00 | 0 | 0 | 70 | 0.0 |  | True | 1
507 | Custom |  | 2 | ea | REVERSE OSMOSIS SYSTEM |  |  | 0 | 0 | 0 |  | 0 | 0.00 | 0 | 0 |  | 0.0 |  | True | 0
508 | Custom |  | 2 | ea | REVERSE OSMOSIS STORAGE TANK |  |  | 0 | 0 | 0 |  | 0 | 0.00 | 0 | 0 |  | 0.0 |  | True | 0
509 |  |  | 0 |  | SpareNo | SpareNo |  | 0 | 0 | 0 |  | 0 | 0.00 | 0 | 0 |  | 0.0 |  | True | 0 | SpareNo
510 |  |  | 0 |  | SpareNo | SpareNo |  | 0 | 0 | 0 |  | 0 | 0.00 | 0 | 0 |  | 0.0 |  | True | 0 | SpareNo
511 | Metro | 5A357C | 1 | ea | DETERGENT STORAGE SHELVING | Super Adjustable Super Erecta® Starter Shelving Unit, 48"W x 18"D x 74"H, (5) wire shelves, (4) posts, chrome plated finish, KD, NSF | 0.0016529 | 303 | 303 | 605 | 50 | 302.5 | 78.00 | 0 | 0 | 70 | 4.2 |  | True | 1
512 | Mars Air Systems | STD272-2UA-OB-VHP | 1 | ea | AIR CURTAIN | Standard Series 2 Air Curtain, for 72" wide door, unheated, UVC/HCP, includes magnetic switch (99-018) and 24v control, galvanized steel cabinet, obsidian black powder coat finish, (2) 1/2 HP motors, 115v/60/1-ph, 1.0 kW, cord & plug, 10.2 amps, cETLus |  | 1820 | 1820 | 3640 | 50 | 1820 | 0.00 | 0 | 0 |  | 0.0 |  | True | 1
512 |  |  | 0 |  | SpareNo | SpareNo |  | 0 | 0 | 0 |  | 0 | 0.00 | 0 | 0 |  | 0.0 |  | True | 0 | SpareNo
513 | Advance Tabco | 7-PS-68 | 1 | ea | HAND SINK | Hand Sink, wall mounted, 14" wide x 10" front-to-back x 5" deep bowl, 20 gauge 304 stainless steel, with splash mounted gooseneck faucet with wrist blades, basket drain, wall bracket, NSF, cCSAus |  | 371 | 371 | 742 | 50 | 371 | 13.00 | 0 | 0 | 100 | 2.00000 |  | True | 1
| Advance Tabco | 7-PS-10 | 1 | ea |  | P-trap, heavy duty, 1-1/2", 17 gauge |  | 64 | 64 | 128 | 50 | 64 | 1.00 | 0 | 0 | 77.5 | 0.0 |  | True | 1
| Advance Tabco | 7-PS-15 | 1 | ea |  | Welded Side Splash, 12"H (installed height), both sides, for hand sinks with 14" wide x 10" front-to-back bowl, splash mounted faucets | 0.0020534 | 244 | 244 | 487 | 50 | 243.5 | 14.00 | 0 | 0 | 100 | 1.00000 |  | True | 1
514 | Rubbermaid | 1971258 | 1 | ea | TRASH RECEPTACLE | Slim Jim® Container, 16 gallon, 22"L x 11"W x 25"H, with venting channels, molded-in handles, general purpose waste, open type without lid, high-impact plastic construction, gray, Made in USA | 0.0089992 | 37 | 37 | 73.34 | 50 | 36.67 | 6.50 | 0 | 0 |  | 0.0 |  | True | 4
515 |  |  | 0 |  | SpareNo | SpareNo |  | 0 | 0 | 0 |  | 0 | 0.00 | 0 | 0 |  | 0.0 |  | True | 0 | SpareNo
516 | Bradley | S19-224BPT | 1 | ea | EYE WASH STATION |  |  | 0 | 0 | 0 |  | 0 | 0.00 | 0 | 0 |  | 0.0 |  | True | 0
517 | Fisher | 1801 | 1 | ea | HOSE REEL CONTROL CABINET | Reel Rinse Control Unit, valves, gauges and connections are completely enclosed within a stainless steel cabinet, dual check backflow preventer, water hammer silencer, 90° panel lock, padlock hasp & finger latch, 1/2" NPT female inlets & outlets |  | 1614 | 1614 | 3228 | 50 | 1614 | 36.25 | 0 | 0 | 77.5 | 0.0 |  | True | 1
518 | Custom Design |  | 1 | ea | SOILED DISH TABLE WITH TROUGH AND BRIDGE |  |  | 0 | 0 | 0 |  | 0 | 0.00 | 0 | 0 |  | 0.0 |  | True | 0
519 |  |  | 0 |  | SpareNo | SpareNo |  | 0 | 0 | 0 |  | 0 | 0.00 | 0 | 0 |  | 0.0 |  | True | 0 | SpareNo
520 |  |  | 0 |  | SpareNo | SpareNo |  | 0 | 0 | 0 |  | 0 | 0.00 | 0 | 0 |  | 0.0 |  | True | 0 | SpareNo
521 | Custom | STAINLESS STEEL | 1 | ea | DOUBLE SIDED RACK SHELF |  | 0.04987 | 2021 | 2021 | 1925 |  | 1925 | 0.00 | 0 | 0 |  | 0.0 |  | True | 0
522 | Custom | STAINLESS STEEL | 1 | ea | UTENSIL CHUTE |  | 0.04987 | 2021 | 2021 | 1925 |  | 1925 | 0.00 | 0 | 0 |  | 0.0 |  | True | 0
523 | Custom Fabrication | 9-FSS-20 | 1 | ea | SILVER Soak Sink | Soak Sink, portable, 20" working height, sink outlet fitted with quick-release drain, 22" x 22" x 8" deep fabricated sink compartment, stainless steel construction, casters, accommodates 19-3/4" x 19-3/4" dishwasher baskets (by others) | 0.00027405 | 1825 | 1825 | 3649 | 50 | 1824.5 | 42.00 | 0 | 0 | 100 | 7.0 |  | True | 1
| Advance Tabco | 9-SS-2 | 1 | ea |  | Corner Bumpers, for mobile, silver soak sinks & mobile mixer stands (set of 4) |  | 104 | 104 | 208 | 50 | 104 | 10.00 | 0 | 0 | 100 | 0.0 |  | True | 1
524 | Fisher | 32026 | 1 | ea | Hose Reel | Hose Reel Assembly, ceiling mount, stainless steel covered reel rinse with spray valve, 30 feet of 3/8" ID, 3 ply, 2 braid hose, pressure of 200 psi, 1/2" NPT female inlet |  | 770 | 770 | 1540 | 50 | 770 | 0.00 | 0 | 0 | 77.5 | 0.0 |  | True | 1
525 |  |  | 0 |  | SpareNo | SpareNo |  | 0 | 0 | 0 |  | 0 | 0.00 | 0 | 0 |  | 0.0 |  | True | 0 | SpareNo
525 | Aladdin | MD28SLP | 3 | ea | TRAY DELIVERY CART |  |  | 0 | 0 | 0 |  | 0 | 0.00 | 0 | 0 |  | 0.0 |  | True | 0
526 | Rubbermaid | FG262000GRAY | 1 | ea | TRASH RECEPTACLE | ProSave® BRUTE® Container, without lid, 20 gallon, 19-1/2"D x 22-7/8"H, round, reinforced rims, built in handles, double rimmed base, high-impact plastic construction, gray, NSF, Made in USA | -0.026661 | 23 | 23 | 47.26 | 50 | 23.63 | 5.82 | 0 | 0 | 250 | 0.0 |  | True | 6
| Rubbermaid | FG264000BLA | 1 | ea |  | Brute® Dolly, 18-1/4"D x 6-5/8"H, heavy duty 3" casters, 250 lb. capacity, for 2620, 2632, 2643, 2655, black | 0.044084 | 45 | 45 | 86.2 | 50 | 43.1 | 5.73 | 0 | 0 | 250 | 0.0 |  | True | 2
| Rubbermaid | FG9G7700WHT | 1 | ea | Trash Receptacle Lid / Top | ProSave® Sliding Container Lid, fits container Brute® 2620, 20-3/4" dia. x 5"H, includes 3 cup portioning scoop (9G52), clear rotating sliding door, dishwasher safe, white, NSF, S.O.S. (Special Order Smallwares) product; see SOS document for details | 0.044129 | 53 | 53 | 101.52 | 50 | 50.76 | 4.85 | 0 | 0 | 250 | 1.44 |  | True | 1
527 | InSinkErator | PRT | 1 | ea | FOOD WASTE COLLECTOR | PowerRinse® Trough (Model PRT™) - Complete Waste Collection System Package. Requires only 1 GPM (3.79 LPM) of fresh water per hour. Pre-rinse and scrapping system with 70 GPM (264.98 LPM) recirculated water flow capability, dry start protection, and adjustable run time. Pre-plumbed and pre-wired base assembly with control, solenoid and pump (requires additional plumbing for trough); integrated air gap; stainless steel mounting tray, base assembly, basket cover, pump housing, 1/4" pump inlet screen, and pump impeller; 1/4" perforated scrap basket with four ergonomic handles; flanged feet; check valves; 2" drain discharge; 1/2" NPT water inlets | 7.8192e-05 | 8396.6565 | 8396.66 | 16792 | 50 | 8396 | 165.00 | 0 | 0 | 85 | 31.96 |  | True | 1
|  |  | 1 |  |  | (1) year On-Site parts & labor warranty from date of installation (standard) |  | 0 | 0 | 0 |  | 0 | 0.00 | 0 | 0 |  | 0.0 |  | True | 1
| InSinkErator | PRT-3 | 1 | ea |  | 208/220-240v/60/3-ph |  | 0 | 0 | 0 |  | 0 | 0.00 | 0 | 0 |  | 0.0 |  | True | 1
528 | Custom | STAINLESS STEEL | 1 | ea | GLASS RACK SHELF |  | 0.04987 | 2021 | 2021 | 1925 |  | 1925 | 0.00 | 0 | 0 |  | 0.0 |  | True | 0
529 | Custom Fabrication |  | 1 | ea | FLOOR TROUGH AND GRATE |  |  | 0 | 0 | 0 |  | 0 | 0.00 | 0 | 0 |  | 0.0 |  | True | 0
530 |  |  | 0 |  | SpareNo | SpareNo |  | 0 | 0 | 0 |  | 0 | 0.00 | 0 | 0 |  | 0.0 |  | True | 0 | SpareNo
531 | Champion | 66 PRO VHR | 1 | ea | DISH MACHINE | Pro Series, 66”W rack conveyor dishwasher, with 22” pre-wash, Vent-less Heat Recovery technology, Proportional Rinse, Progressive anti-jam drive system, top mounted Prodigy series HMI user interface, Proactive maintenance software, 100 gallons per hour with energy sentinel (idle pump shut-off), (209) racks per hour, built-in 70° rise booster, electric tank heat, single-piece hood design, single-piece stainless steel upper & lower wash arms manifolds, internal removable scrap basket & dual-piece scrap screens, 20” standard vertical clearance which accommodate 18” x 26” sheet pans, full 180° opening leak proof insulated hinged access doors, automatic tank fill, door safety switches, leak-proof ball valve drains, lower front & side enclosure panels, stainless steel heavy gauge construction including base & legs, electric tank heat, 2 HP prewash and wash pumps, single point machine & separate booster connection, vent fan control, stainless steel rear manifolds, includes: (2) 20" x 20" peg racks & (1) 20" x 20" flat rack, NSF, CULus, Made in USA (consult factory for price) |  | 0 | 0 | 0 | 30 | 0 | 600.00 | 0 | 0 |  | 0.0 |  | True | 1
| Champion | REASSEMBLY HEAT PUMP | 1 | ea |  | REQUIRED Reassembly for Heat Pump: Heat pump will be shipped separate to an authorized service provider (ASA) for reassembly. Dealer is responsible for providing installation site information upon order and giving 3 week’s advanced notice for ASA to meet onsite for reassembly. Dishwasher must be delivered and onsite in the dishroom, near its final installation point prior to ASA arrival. ASA will place the heat pump on the dishwasher and make all internal plumbing and electrical connections. ASA is not responsible for final connections of power and water to the dishwasher, setting it in place, connecting tables, or any other part of the installation. If the dishwasher is already against the wall when ASA arrives, dealer is responsible to remove the dishwasher from the wall and additional trip charges may apply. It is critical you coordinate with Champion Service (1-800-532-8591) before beginning installation of this dish machine. Price of reassembly is good within 60 miles from an Authorized Service Provider. Longer distances will increase the rate. Heat pump will also be invoiced upon shipment of the dishwasher. PRICE IS NET/NET WITH NO FURTHER DISCOUNTS AND REBATES |  | 2950 | 2950 | 0 | =Net= | 2950 | 0.00 | 0 | 0 |  | 0.0 |  | True | 1
|  |  | 1 |  |  | consult factory for options & accessories for this model |  | 0 | 0 | 0 |  | 0 | 0.00 | 0 | 0 |  | 0.0 |  | True | 1
532 | Custom Design |  | 1 | ea | CLEAN DISH TABLE |  |  | 0 | 0 | 0 |  | 0 | 0.00 | 0 | 0 |  | 0.0 |  | True | 0
533 | Custom | STAINLESS STEEL | 1 | ea | GLASS RACK SHELF |  | 0.04987 | 2021 | 2021 | 1925 |  | 1925 | 0.00 | 0 | 0 |  | 0.0 |  | True | 0
534 | Metro | CBH2121C | 3 | ea | GLASS RACK DISH DOLLY | Dolly, for Cup/Glass Rack, platform design, single stack, designed for 20" x 20" racks, all aluminum construction, with corner bumpers & handle | 0.0014144 | 484.6846 | 1454.04 | 968 | 50 | 484 | 34.00 | 0 | 0 | 70 | 1.31 |  | True | 1
535 |  |  | 0 |  | SpareNo | SpareNo |  | 0 | 0 | 0 |  | 0 | 0.00 | 0 | 0 |  | 0.0 |  | True | 0 | SpareNo
536 | Advance Tabco | 7-PS-68 | 1 | ea | HAND SINK | Hand Sink, wall mounted, 14" wide x 10" front-to-back x 5" deep bowl, 20 gauge 304 stainless steel, with splash mounted gooseneck faucet with wrist blades, basket drain, wall bracket, NSF, cCSAus |  | 371 | 371 | 742 | 50 | 371 | 13.00 | 0 | 0 | 100 | 2.00000 |  | True | 1
| Advance Tabco | 7-PS-10 | 1 | ea |  | P-trap, heavy duty, 1-1/2", 17 gauge |  | 64 | 64 | 128 | 50 | 64 | 1.00 | 0 | 0 | 77.5 | 0.0 |  | True | 1
| Advance Tabco | 7-PS-15 | 1 | ea |  | Welded Side Splash, 12"H (installed height), both sides, for hand sinks with 14" wide x 10" front-to-back bowl, splash mounted faucets | 0.0020534 | 244 | 244 | 487 | 50 | 243.5 | 14.00 | 0 | 0 | 100 | 1.00000 |  | True | 1
537 | Rubbermaid | 1971258 | 1 | ea | TRASH RECEPTACLE | Slim Jim® Container, 16 gallon, 22"L x 11"W x 25"H, with venting channels, molded-in handles, general purpose waste, open type without lid, high-impact plastic construction, gray, Made in USA | 0.0089992 | 37 | 37 | 73.34 | 50 | 36.67 | 6.50 | 0 | 0 |  | 0.0 |  | True | 4
538 | Curtron | PP-C-080-30108 | 1 | ea | PLASTIC DOORS | Polar-Pro® Flexible Swinging Door for Walk-In Coolers & Freezers, 30” wide x 108” high, (2) .080” thick clear PVC panels (rated for -20° to 140°F), (2) stainless steel swinging arms and universal mounting brackets, and (2) anti-curl strips | 0.04922 | 437 | 437 | 833 | 50 | 416.5 | 32.00 | 0 | 0 | 55 | 0.0 |  | True | 1
539 |  |  | 0 |  | SpareNo | SpareNo |  | 0 | 0 | 0 |  | 0 | 0.00 | 0 | 0 |  | 0.0 |  | True | 0 | SpareNo
540 |  |  | 0 |  | SpareNo | SpareNo |  | 0 | 0 | 0 |  | 0 | 0.00 | 0 | 0 |  | 0.0 |  | True | 0 | SpareNo
541 |  |  | 0 |  | SpareNo | SpareNo |  | 0 | 0 | 0 |  | 0 | 0.00 | 0 | 0 |  | 0.0 |  | True | 0 | SpareNo
542 | Custom Fabrication |  | 1 | ea | FLOOR TROUGH AND GRATE |  |  | 0 | 0 | 0 |  | 0 | 0.00 | 0 | 0 |  | 0.0 |  | True | 0
543 | Aervoid | 5B | 1 | ea | CAN WASHER | CAN WASHER |  | 0 | 0 | 0 | 50 | 0 | 0.00 | 0 | 0 |  | 0.0 |  | True | 1
543 |  |  | 0 |  | SpareNo | SpareNo |  | 0 | 0 | 0 |  | 0 | 0.00 | 0 | 0 |  | 0.0 |  | True | 0 | SpareNo
544 | Strahman | M-750 | 1 | ea | HOSE STATION | HOT & COLD WATER |  | 0 | 0 | 0 | 50 | 0 | 0.00 | 0 | 0 |  | 0.0 |  | True | 1
545 |  |  | 0 |  | SpareNo | SpareNo |  | 0 | 0 | 0 |  | 0 | 0.00 | 0 | 0 |  | 0.0 |  | True | 0 | SpareNo
546 | Custom Fabrication |  | 1 | ea | FLOOR TROUGH AND GRATE |  |  | 0 | 0 | 0 |  | 0 | 0.00 | 0 | 0 |  | 0.0 |  | True | 0
547 | Curtron | PP-C-080-30108 | 1 | ea | PLASTIC DOORS | Polar-Pro® Flexible Swinging Door for Walk-In Coolers & Freezers, 30” wide x 108” high, (2) .080” thick clear PVC panels (rated for -20° to 140°F), (2) stainless steel swinging arms and universal mounting brackets, and (2) anti-curl strips | 0.04922 | 437 | 437 | 833 | 50 | 416.5 | 32.00 | 0 | 0 | 55 | 0.0 |  | True | 1
548 | Advance Tabco | 7-PS-68 | 1 | ea | HAND SINK | Hand Sink, wall mounted, 14" wide x 10" front-to-back x 5" deep bowl, 20 gauge 304 stainless steel, with splash mounted gooseneck faucet with wrist blades, basket drain, wall bracket, NSF, cCSAus |  | 371 | 371 | 742 | 50 | 371 | 13.00 | 0 | 0 | 100 | 2.00000 |  | True | 1
| Advance Tabco | 7-PS-10 | 1 | ea |  | P-trap, heavy duty, 1-1/2", 17 gauge |  | 64 | 64 | 128 | 50 | 64 | 1.00 | 0 | 0 | 77.5 | 0.0 |  | True | 1
| Advance Tabco | 7-PS-15 | 1 | ea |  | Welded Side Splash, 12"H (installed height), both sides, for hand sinks with 14" wide x 10" front-to-back bowl, splash mounted faucets | 0.0020534 | 244 | 244 | 487 | 50 | 243.5 | 14.00 | 0 | 0 | 100 | 1.00000 |  | True | 1
549 |  |  | 0 |  | SpareNo | SpareNo |  | 0 | 0 | 0 |  | 0 | 0.00 | 0 | 0 |  | 0.0 |  | True | 0 | SpareNo
550 |  |  | 0 |  | SpareNo | SpareNo |  | 0 | 0 | 0 |  | 0 | 0.00 | 0 | 0 |  | 0.0 |  | True | 0 | SpareNo
551 | Rubbermaid | 1971258 | 1 | ea | TRASH RECEPTACLE | Slim Jim® Container, 16 gallon, 22"L x 11"W x 25"H, with venting channels, molded-in handles, general purpose waste, open type without lid, high-impact plastic construction, gray, Made in USA | 0.0089992 | 37 | 37 | 73.34 | 50 | 36.67 | 6.50 | 0 | 0 |  | 0.0 |  | True | 4
552 | Metro | CBH2121C | 6 | ea | Rack Dolly | Dolly, for Cup/Glass Rack, platform design, single stack, designed for 20" x 20" racks, all aluminum construction, with corner bumpers & handle | 0.0014144 | 354 | 2124 | 707 | 50 | 353.5 | 34.00 | 0 | 0 | 70 | 1.31 |  | True | 1
552 |  |  | 0 |  | SpareNo | SpareNo |  | 0 | 0 | 0 |  | 0 | 0.00 | 0 | 0 |  | 0.0 |  | True | 0 | SpareNo
553 | Aladdin | SR50 | 4 | ea | BASE AND DOME DRYING RACK | Drying & Storage Cart, holds 50 domes or bases. 1" stainless steel ROUND tubing frame, 5" casters (2 with brakes). INCLUDES 5 WASH REACKS. NSF |  | 0 | 0 | 0 |  | 0 | 0.00 | 0 | 0 |  | 0.0 |  | True | 1
553 |  |  | 0 |  | SpareNo | SpareNo |  | 0 | 0 | 0 |  | 0 | 0.00 | 0 | 0 |  | 0.0 |  | True | 0 | SpareNo
554 | New Age | 95333 | 3 | ea | Tray Drying / Storage Rack | Tray-Drying Rack, mobile, 3 tray levels, (40) 18" x 26" trays per level, 1.4" angle spacing, heavy duty aluminum construction, (4) 5" platform casters, KD, NSF, Made in USA | 0.00027241 | 2417.6584 | 7252.98 | 4834 | 50 | 2417 | 234.00 | 0 | 0 | 85 | 18.53 |  | True | 1
|  |  | 3 |  |  | Lifetime warranty against rust & corrosion, 5 year workmanship and material defects warranty, standard |  | 0 | 0 | 0 |  | 0 | 0.00 | 0 | 0 |  | 0.0 |  | True | 1
| New Age | CL-B | 3 | ea |  | Caster Lock, for 5" platform caster (pair) |  | 8 | 24 | 16 | 50 | 8 | 0.00 | 0 | 0 |  | 0.0 |  | True | 1
555 |  |  | 0 |  | SpareNo | SpareNo |  | 0 | 0 | 0 |  | 0 | 0.00 | 0 | 0 |  | 0.0 |  | True | 0 | SpareNo
556 | Aladdin | MD10SLPRS8B4-55 | 6 | ea | MEAL TRAY DELIVERY CART | Tray Delivery Cart, (1) door, 1-compartment, 51"H, enclosed, (10) tray capacity, designed to hold multiple tray sizes (14" x 18", 15" x 20").x room service trays), 5-1/2" spacing, two trays per slide, push handle, fixed panels, (4) 6" BALLOON type casters, 2 swivel with brakes, 2 fixed without brakes, stainless steel construction. NSF |  | 0 | 0 | 0 |  | 0 | 0.00 | 0 | 0 |  | 0.0 |  | True | 1
556 | Aladdin | MD28SLP | 6 | ea | TRAY DELIVERY CART |  |  | 0 | 0 | 0 |  | 0 | 0.00 | 0 | 0 |  | 0.0 |  | True | 0
557 |  |  | 0 |  | SpareNo | SpareNo |  | 0 | 0 | 0 |  | 0 | 0.00 | 0 | 0 |  | 0.0 |  | True | 0 | SpareNo
675 |  |  | 0 |  | SpareNo | SpareNo |  | 0 | 0 | 0 |  | 0 | 0.00 | 0 | 0 |  | 0.0 |  | True | 0 | SpareNo
559 |  |  | 0 |  | SpareNo | SpareNo |  | 0 | 0 | 0 |  | 0 | 0.00 | 0 | 0 |  | 0.0 |  | True | 0 | SpareNo
560 |  |  | 0 |  | SpareNo | SpareNo |  | 0 | 0 | 0 |  | 0 | 0.00 | 0 | 0 |  | 0.0 |  | True | 0 | SpareNo
|  |  | 0 |  |  | POT AND PAN WASH AREA |  | 0 | 0 | 0 |  | 0 | 0.00 | 0 | 0 |  | 0.0 |  | True | 0
561 | Custom Fabrication |  | 1 | ea | FLOOR TROUGH AND GRATE |  |  | 0 | 0 | 0 |  | 0 | 0.00 | 0 | 0 |  | 0.0 |  | True | 0
562 | Curtron | PP-C-080-30108 | 1 | ea | PLASTIC DOORS | Polar-Pro® Flexible Swinging Door for Walk-In Coolers & Freezers, 30” wide x 108” high, (2) .080” thick clear PVC panels (rated for -20° to 140°F), (2) stainless steel swinging arms and universal mounting brackets, and (2) anti-curl strips | 0.04922 | 437 | 437 | 833 | 50 | 416.5 | 32.00 | 0 | 0 | 55 | 0.0 |  | True | 1
563 | Fisher | 1801 | 1 | ea | HOSE REEL CONTROL CABINET | Reel Rinse Control Unit, valves, gauges and connections are completely enclosed within a stainless steel cabinet, dual check backflow preventer, water hammer silencer, 90° panel lock, padlock hasp & finger latch, 1/2" NPT female inlets & outlets |  | 2259.6 | 2259.6 | 3228 | 30 | 2259.6 | 36.25 | 0 | 0 | 77.5 | 0.0 |  | True | 1
564 | Custom Fabrication |  | 1 | ea | POT SINK |  |  | 0 | 0 | 0 |  | 0 | 0.00 | 0 | 0 |  | 0.0 |  | True | 0
565 |  |  | 0 |  | SpareNo | SpareNo |  | 0 | 0 | 0 |  | 0 | 0.00 | 0 | 0 |  | 0.0 |  | True | 0 | SpareNo
566 | InSinkErator | PRP | 1 | ea | FOOD WASTE COLLECTOR | PowerRinse® Pot/Pan (Model PRP™) - Complete Waste Collection System Package. Requires only 1 GPM (3.79 LPM) of fresh water per hour. Pre-rinse and scrapping system with 30 GPM (113.56 LPM) recirculated water flow capability, dry start protection, and adjustable run time. Pre-plumbed and pre-wired base assembly with control, solenoid and pump; integrated air gap; stainless steel mounting tray, base assembly, cover, pump housing, 1/4" pump inlet screen, and pump impeller; 1/4" perforated scrap basket with four ergonomic handles; flanged feet; check valves; 2" drain discharge; 1/2" NPT water inlets. | 7.8192e-05 | 8396.6565 | 8396.66 | 16792 | 50 | 8396 | 157.00 | 0 | 0 | 85 | 0.0 |  | True | 1
| InSinkErator | PRP-3 | 1 | ea |  | 208/220-240v/60/3-ph |  | 0 | 0 | 0 |  | 0 | 0.00 | 0 | 0 |  | 0.0 |  | True | 1
| InSinkErator | PRT-REMOTE CONTROL | 1 | ea |  | Remote start/stop (15533) |  | 409.5 | 409.5 | 819 | 50 | 409.5 | 0.00 | 0 | 0 |  | 0.0 |  | True | 1
567 | Rubbermaid | FG262000GRAY | 1 | ea | TRASH RECEPTACLE | ProSave® BRUTE® Container, without lid, 20 gallon, 19-1/2"D x 22-7/8"H, round, reinforced rims, built in handles, double rimmed base, high-impact plastic construction, gray, NSF, Made in USA | -0.026661 | 23 | 23 | 47.26 | 50 | 23.63 | 5.82 | 0 | 0 | 250 | 0.0 |  | True | 6
| Rubbermaid | FG264000BLA | 1 | ea |  | Brute® Dolly, 18-1/4"D x 6-5/8"H, heavy duty 3" casters, 250 lb. capacity, for 2620, 2632, 2643, 2655, black | 0.044084 | 45 | 45 | 86.2 | 50 | 43.1 | 5.73 | 0 | 0 | 250 | 0.0 |  | True | 2
| Rubbermaid | FG9G7700WHT | 1 | ea | Trash Receptacle Lid / Top | ProSave® Sliding Container Lid, fits container Brute® 2620, 20-3/4" dia. x 5"H, includes 3 cup portioning scoop (9G52), clear rotating sliding door, dishwasher safe, white, NSF, S.O.S. (Special Order Smallwares) product; see SOS document for details | 0.044129 | 53 | 53 | 101.52 | 50 | 50.76 | 4.85 | 0 | 0 | 250 | 1.44 |  | True | 1
568 | Custom Fabrication |  | 1 | ea | POT SHELF |  |  | 0 | 0 | 0 |  | 0 | 0.00 | 0 | 0 |  | 0.0 |  | True | 0
569 |  |  | 0 |  | SpareNo | SpareNo |  | 0 | 0 | 0 |  | 0 | 0.00 | 0 | 0 |  | 0.0 |  | True | 0 | SpareNo
570 |  |  | 0 |  | SpareNo | SpareNo |  | 0 | 0 | 0 |  | 0 | 0.00 | 0 | 0 |  | 0.0 |  | True | 0 | SpareNo
571 | Fisher | 32026 | 1 | ea | Hose Reel | Hose Reel Assembly, ceiling mount, stainless steel covered reel rinse with spray valve, 30 feet of 3/8" ID, 3 ply, 2 braid hose, pressure of 200 psi, 1/2" NPT female inlet |  | 770 | 770 | 1540 | 50 | 770 | 0.00 | 0 | 0 | 77.5 | 0.0 |  | True | 1
572 | Champion | PP-20 | 1 | ea | POT AND PAN WASHER | Pot & Pan Washer, rack type, dual rack, front load design, built-in, 70 degree rise, booster heater, tank heat, 7.5 HP pump motor, jet spray arms, manual controls, external wash down hose with spray nozzle, (1) stainless steel utensil racks with (2) hold down lids, (2) stainless steel inserts for bun/sheet pans, all stainless steel construction | 1.8541e-05 | 30335.5624 | 30335.56 | 60670 | 50 | 30335 | 1100.00 | 0 | 0 | 92.5 | 0.0 |  | True | 1
|  |  | 1 |  |  | 1 year parts & labor warranty, standard |  | 0 | 0 | 0 |  | 0 | 0.00 | 0 | 0 |  | 0.0 |  | True | 1
|  |  | 1 |  |  | Complimentary factory authorized performance test included, upon equipment start-up. Consult local Champion sales representative for coordination of the start-up. If customer is beyond 60 miles from Champion authorized service agent, consult factory. |  | 0 | 0 | 0 |  | 0 | 0.00 | 0 | 0 |  | 0.0 |  | True | 1
|  |  | 1 |  |  | Single point electrical connection |  | 0 | 0 | 0 |  | 0 | 0.00 | 0 | 0 |  | 0.0 |  | True | 1
|  |  | 1 |  |  | Lift door |  | 0 | 0 | 0 |  | 0 | 0.00 | 0 | 0 |  | 0.0 |  | True | 1
|  |  | 1 |  |  | Electric, standard |  | 0 | 0 | 0 |  | 0 | 0.00 | 0 | 0 |  | 0.0 |  | True | 1
|  |  | 1 |  |  | Voltage to be determined |  | 0 | 0 | 0 |  | 0 | 0.00 | 0 | 0 |  | 0.0 |  | True | 1
|  |  | 1 |  |  | Single phase wash pump motor |  | 1985 | 1985 | 3970 | 50 | 1985 | 0.00 | 0 | 0 |  | 0.0 |  | True | 1
|  |  | 1 |  |  | Automatic drain |  | 1880 | 1880 | 3760 | 50 | 1880 | 0.00 | 0 | 0 |  | 0.0 |  | True | 1
|  |  | 1 |  |  | Drain water tempering kit (un-mounted) |  | 1237.5 | 1237.5 | 2475 | 50 | 1237.5 | 0.00 | 0 | 0 |  | 0.0 |  | True | 1
573 | Gaylord | VHS | 1 | ea | CONDENSATE HOOD |  |  | 2685 | 2685 | 2685 |  | 2685 | 0.00 | 0 | 0 |  | 0.0 |  | True | 0
574 | Custom Fabrication | STAINLESS STEEL | 1 | ea | CLEAN POT AND PAN TABLE |  |  | 0 | 0 | 0 |  | 0 | 0.00 | 0 | 0 |  | 0.0 |  | True | 0
575 |  |  | 0 |  | SpareNo | SpareNo |  | 0 | 0 | 0 |  | 0 | 0.00 | 0 | 0 |  | 0.0 |  | True | 0 | SpareNo
576 | Custom Fabrication |  | 1 | ea | POT DRYING SHELF |  |  | 0 | 0 | 0 |  | 0 | 0.00 | 0 | 0 |  | 0.0 |  | True | 0
577 | Custom Fabrication |  | 1 | ea | FLOOR TROUGH AND GRATE |  |  | 0 | 0 | 0 |  | 0 | 0.00 | 0 | 0 |  | 0.0 |  | True | 0
578 | Curtron | PP-C-080-30108 | 1 | ea | PLASTIC DOORS | Polar-Pro® Flexible Swinging Door for Walk-In Coolers & Freezers, 30” wide x 108” high, (2) .080” thick clear PVC panels (rated for -20° to 140°F), (2) stainless steel swinging arms and universal mounting brackets, and (2) anti-curl strips | 0.04922 | 437 | 437 | 833 | 50 | 416.5 | 32.00 | 0 | 0 | 55 | 0.0 |  | True | 1
579 |  |  | 0 |  | SpareNo | SpareNo |  | 0 | 0 | 0 |  | 0 | 0.00 | 0 | 0 |  | 0.0 |  | True | 0 | SpareNo
580 |  |  | 0 |  | SpareNo | SpareNo |  | 0 | 0 | 0 |  | 0 | 0.00 | 0 | 0 |  | 0.0 |  | True | 0 | SpareNo
581 | Metro | PR48X3 | 3 | ea | POT AND PAN DRYING SHELVING | MetroMax® i Stationary Drying Rack Unit, 48"W x 24"D x 74", 4-tier, includes: (2) shelves, (2) open shelf frames, (4) 74" posts, (2) drop-ins & (1) cutting board/tray drying rack, built in Microban® antimicrobial product protection, NSF |  | 1001 | 3003 | 2002 | 50 | 1001 | 109.60 | 0 | 0 | 70 | 0.0 |  | True | 1
| Metro | X6PEG-8PK | 3 | pk |  | Sorting/Drying Pegs, 6", for MetroMax grid shelving, NSF (pack of 8) |  | 28 | 84 | 56 | 50 | 28 | 0.50 | 0 | 0 | 70 | 0.07 |  | True | 1
| Metro | H209K3 | 3 | ea |  | SmartWall G3 Storage Basket, 13-3/8"W x 5"D x 7"H, Metroseal 3™ epoxy-coated corrosion-resistant finish with Microban® antimicrobial protection, NSF | 0.021277 | 24 | 72 | 47 | 50 | 23.5 | 8.50 | 0 | 0 | 70 | 0.27 |  | True | 1
582 | Advance Tabco | 7-PS-68 | 1 | ea | HAND SINK | Hand Sink, wall mounted, 14" wide x 10" front-to-back x 5" deep bowl, 20 gauge 304 stainless steel, with splash mounted gooseneck faucet with wrist blades, basket drain, wall bracket, NSF, cCSAus |  | 371 | 371 | 742 | 50 | 371 | 13.00 | 0 | 0 | 100 | 2.00000 |  | True | 1
| Advance Tabco | 7-PS-10 | 1 | ea |  | P-trap, heavy duty, 1-1/2", 17 gauge |  | 64 | 64 | 128 | 50 | 64 | 1.00 | 0 | 0 | 77.5 | 0.0 |  | True | 1
| Advance Tabco | 7-PS-15 | 1 | ea |  | Welded Side Splash, 12"H (installed height), both sides, for hand sinks with 14" wide x 10" front-to-back bowl, splash mounted faucets | 0.0020534 | 244 | 244 | 487 | 50 | 243.5 | 14.00 | 0 | 0 | 100 | 1.00000 |  | True | 1
583 | Rubbermaid | 1971258 | 1 | ea | TRASH RECEPTACLE | Slim Jim® Container, 16 gallon, 22"L x 11"W x 25"H, with venting channels, molded-in handles, general purpose waste, open type without lid, high-impact plastic construction, gray, Made in USA | 0.0089992 | 37 | 37 | 73.34 | 50 | 36.67 | 6.50 | 0 | 0 |  | 0.0 |  | True | 4
584 |  |  | 0 |  | SpareNo | SpareNo |  | 0 | 0 | 0 |  | 0 | 0.00 | 0 | 0 |  | 0.0 |  | True | 0 | SpareNo
585 |  |  | 0 |  | SpareNo | SpareNo |  | 0 | 0 | 0 |  | 0 | 0.00 | 0 | 0 |  | 0.0 |  | True | 0 | SpareNo
586 |  |  | 0 |  | ROLL-DOWN DOOR | BY GENERAL CONTRACTOR |  | 0 | 0 | 0 |  | 0 | 0.00 | 0 | 0 |  | 0.0 |  | True | 0 | BY GENERAL CONTRACTOR
587 | Mars Air Systems | STD272-2UA-OB-VHP | 1 | ea | Air Curtain | Standard Series 2 Air Curtain, for 72" wide door, unheated, UVC/HCP, includes magnetic switch (99-018) and 24v control, galvanized steel cabinet, obsidian black powder coat finish, (2) 1/2 HP motors, 115v/60/1-ph, 1.0 kW, cord & plug, 10.2 amps, cETLus |  | 2415 | 2415 | 4830 | 50 | 2415 | 0.00 | 0 | 0 |  | 0.0 |  | True | 1
587 | INSECT-O-CUTOR | 1894E | 1 | ea | INSECT CONTROL |  |  | 0 | 0 | 0 |  | 0 | 0.00 | 0 | 0 |  | 0.0 |  | True | 0
588 | Rubbermaid | FG102500BLA | 2 | ea | TRASH TRUCK | Tilt Truck, mobile, open top, 1-1/2 cu. yd. capacity (approximately 1200 lb.), molded polyethylene construction, powder coated steel frame, standard duty, black, Made in USA (12 week lead time) | 0.00011137 | 1513.3585 | 3026.72 | 3026.38 | 50 | 1513.19 | 191.00 | 0 | 0 | 150 | 101.06000 |  | True | 1
| Rubbermaid | FG102700BLA | 2 | ea |  | Tilt Truck Lid, hinged, for 1-1/2 cu. yd., FG102500, FG102542, FG102600, FG102641, FG106400 and FG106443, black, Made in USA (3 week lead time) | 0.00025828 | 201.542 | 403.08 | 402.98 | 50 | 201.49 | 32.80 | 0 | 0 | 250 | 9.22000 |  | True | 1
589 | Mars Air Systems | STD272-2UA-OB-VHP | 1 | ea | Air Curtain | Standard Series 2 Air Curtain, for 72" wide door, unheated, UVC/HCP, includes magnetic switch (99-018) and 24v control, galvanized steel cabinet, obsidian black powder coat finish, (2) 1/2 HP motors, 115v/60/1-ph, 1.0 kW, cord & plug, 10.2 amps, cETLus |  | 2415 | 2415 | 4830 | 50 | 2415 | 0.00 | 0 | 0 |  | 0.0 |  | True | 1
589 |  |  | 0 |  | SpareNo | SpareNo |  | 0 | 0 | 0 |  | 0 | 0.00 | 0 | 0 |  | 0.0 |  | True | 0 | SpareNo
590-600 |  |  | 0 |  | SpareNo | SpareNo |  | 0 | 0 | 0 |  | 0 | 0.00 | 0 | 0 |  | 0.0 |  | True | 0 | SpareNo
|  |  | 0 |  |  | SOILED DOCK AREA |  | 0 | 0 | 0 |  | 0 | 0.00 | 0 | 0 |  | 0.0 |  | True | 0
601 | Mars Air Systems | STD242-1UA-OB-VHP | 1 | ea | AIR CURTAIN | Standard Series 2 Air Curtain, for 42" wide door, unheated, UVC/HCP, includes magnetic switch (99-018) and 24v control, galvanized steel cabinet, obsidian black powder coat finish, (1) 1/2 HP motor, 115v/60/1-ph, 510 watts, cord & plug, 5.1 amps, cETLus |  | 1592.5 | 1592.5 | 3185 | 50 | 1592.5 | 0.00 | 0 | 0 |  | 0.0 |  | True | 1
602 |  |  | 0 |  | ROLL-DOWN DOOR | BY GENERAL CONTRACTOR |  | 0 | 0 | 0 |  | 0 | 0.00 | 0 | 0 |  | 0.0 |  | True | 0 | BY GENERAL CONTRACTOR
603 | Curtron | PP-C-080-30108 | 1 | ea | PLASTIC DOORS | Polar-Pro® Flexible Swinging Door for Walk-In Coolers & Freezers, 30” wide x 108” high, (2) .080” thick clear PVC panels (rated for -20° to 140°F), (2) stainless steel swinging arms and universal mounting brackets, and (2) anti-curl strips | 0.04922 | 437 | 437 | 833 | 50 | 416.5 | 32.00 | 0 | 0 | 55 | 0.0 |  | True | 1
604 | Custom Fabrication |  | 1 | ea | FLOOR TROUGH AND GRATE |  |  | 0 | 0 | 0 |  | 0 | 0.00 | 0 | 0 |  | 0.0 |  | True | 0
605 |  |  | 0 |  | SpareNo | SpareNo |  | 0 | 0 | 0 |  | 0 | 0.00 | 0 | 0 |  | 0.0 |  | True | 0 | SpareNo
606 | Aervoid | 5B | 1 | ea | CAN WASHER | CAN WASHER |  | 0 | 0 | 0 | 50 | 0 | 0.00 | 0 | 0 |  | 0.0 |  | True | 1
607 | Strahman | M-750 | 1 | ea | HOSE STATION | HOT & COLD WATER |  | 0 | 0 | 0 | 50 | 0 | 0.00 | 0 | 0 |  | 0.0 |  | True | 1
608 | Custom Fabrication |  | 1 | ea | FLOOR TROUGH AND GRATE |  |  | 0 | 0 | 0 |  | 0 | 0.00 | 0 | 0 |  | 0.0 |  | True | 0
609 |  |  | 0 |  | SpareNo | SpareNo |  | 0 | 0 | 0 |  | 0 | 0.00 | 0 | 0 |  | 0.0 |  | True | 0 | SpareNo
610 |  |  | 0 |  | SpareNo | SpareNo |  | 0 | 0 | 0 |  | 0 | 0.00 | 0 | 0 |  | 0.0 |  | True | 0 | SpareNo
611 | Curtron | PP-C-080-30108 | 1 | ea | PLASTIC DOORS | Polar-Pro® Flexible Swinging Door for Walk-In Coolers & Freezers, 30” wide x 108” high, (2) .080” thick clear PVC panels (rated for -20° to 140°F), (2) stainless steel swinging arms and universal mounting brackets, and (2) anti-curl strips | 0.04922 | 437 | 437 | 833 | 50 | 416.5 | 32.00 | 0 | 0 | 55 | 0.0 |  | True | 1
612 | Mars Air Systems | STD242-1UA-OB-VHP | 1 | ea | AIR CURTAIN | Standard Series 2 Air Curtain, for 42" wide door, unheated, UVC/HCP, includes magnetic switch (99-018) and 24v control, galvanized steel cabinet, obsidian black powder coat finish, (1) 1/2 HP motor, 115v/60/1-ph, 510 watts, cord & plug, 5.1 amps, cETLus |  | 1592.5 | 1592.5 | 3185 | 50 | 1592.5 | 0.00 | 0 | 0 |  | 0.0 |  | True | 1
613 |  |  | 0 |  | ROLL-DOWN DOOR | BY GENERAL CONTRACTOR |  | 0 | 0 | 0 |  | 0 | 0.00 | 0 | 0 |  | 0.0 |  | True | 0 | BY GENERAL CONTRACTOR
614 | Advance Tabco | 7-PS-68 | 1 | ea | HAND SINK | Hand Sink, wall mounted, 14" wide x 10" front-to-back x 5" deep bowl, 20 gauge 304 stainless steel, with splash mounted gooseneck faucet with wrist blades, basket drain, wall bracket, NSF, cCSAus |  | 371 | 371 | 742 | 50 | 371 | 13.00 | 0 | 0 | 100 | 2.00000 |  | True | 1
| Advance Tabco | 7-PS-10 | 1 | ea |  | P-trap, heavy duty, 1-1/2", 17 gauge |  | 64 | 64 | 128 | 50 | 64 | 1.00 | 0 | 0 | 77.5 | 0.0 |  | True | 1
| Advance Tabco | 7-PS-15 | 1 | ea |  | Welded Side Splash, 12"H (installed height), both sides, for hand sinks with 14" wide x 10" front-to-back bowl, splash mounted faucets | 0.0020534 | 244 | 244 | 487 | 50 | 243.5 | 14.00 | 0 | 0 | 100 | 1.00000 |  | True | 1
615 | Rubbermaid | 1971258 | 1 | ea | TRASH RECEPTACLE | Slim Jim® Container, 16 gallon, 22"L x 11"W x 25"H, with venting channels, molded-in handles, general purpose waste, open type without lid, high-impact plastic construction, gray, Made in USA | 0.0089992 | 37 | 37 | 73.34 | 50 | 36.67 | 6.50 | 0 | 0 |  | 0.0 |  | True | 4
616 | Bradley | S19-224BPT | 1 | ea | EYE WASH STATION |  |  | 0 | 0 | 0 |  | 0 | 0.00 | 0 | 0 |  | 0.0 |  | True | 0
617 | Rubbermaid | 1829411 | 6 | ea | ROLLOUT RECYCLING CONTAINER WITH LID | BRUTE® Roll-Out Container, 50 gallon, 28-1/2" x 23-3/8" x 36-1/2" H, with lid, green, Made in USA | 0.0021475 | 132.5941 | 795.54 | 264.62 | 50 | 132.31 | 21.80 | 0 | 0 | 300 | 0.0 |  | True | 2
618 | PrepRite | CUSTOM | 1 | ea | Trash Cooler |  |  | 21531 | 21531 | 21531 |  | 21531 | 0.00 | 0 | 0 |  | 0.0 |  | True | 0
619 |  |  | 0 |  | SpareNo | SpareNo |  | 0 | 0 | 0 |  | 0 | 0.00 | 0 | 0 |  | 0.0 |  | True | 0 | SpareNo
620 |  |  | 0 |  | SpareNo | SpareNo |  | 0 | 0 | 0 |  | 0 | 0.00 | 0 | 0 |  | 0.0 |  | True | 0 | SpareNo
621 | Custom Fabrication | STAINLESS STEEL | 1 | ea | Floor Trough And Grate |  |  | 1100 | 1100 | 1100 |  | 1100 | 0.00 | 0 | 0 |  | 0.0 |  | True | 0
622 | RDT | EVAPORATOR COIL | 1 | ea | EVAPORATOR COIL |  |  | 0 | 0 | 0 |  | 0 | 0.00 | 0 | 0 |  | 0.0 |  | True | 0
623 | Rubbermaid | FG262000GRAY | 4 | ea | TRASH RECEPTACLE | ProSave® BRUTE® Container, without lid, 20 gallon, 19-1/2"D x 22-7/8"H, round, reinforced rims, built in handles, double rimmed base, high-impact plastic construction, gray, NSF, Made in USA | -0.026661 | 23 | 92 | 47.26 | 50 | 23.63 | 5.82 | 0 | 0 | 250 | 0.0 |  | True | 6
| Rubbermaid | FG264000BLA | 4 | ea |  | Brute® Dolly, 18-1/4"D x 6-5/8"H, heavy duty 3" casters, 250 lb. capacity, for 2620, 2632, 2643, 2655, black | 0.044084 | 45 | 180 | 86.2 | 50 | 43.1 | 5.73 | 0 | 0 | 250 | 0.0 |  | True | 2
| Rubbermaid | FG9G7700WHT | 4 | ea | Trash Receptacle Lid / Top | ProSave® Sliding Container Lid, fits container Brute® 2620, 20-3/4" dia. x 5"H, includes 3 cup portioning scoop (9G52), clear rotating sliding door, dishwasher safe, white, NSF, S.O.S. (Special Order Smallwares) product; see SOS document for details | 0.044129 | 53 | 212 | 101.52 | 50 | 50.76 | 4.85 | 0 | 0 | 250 | 1.44 |  | True | 1
624 | INSECT-O-CUTOR | 1894E | 1 | ea | INSECT CONTROL |  |  | 0 | 0 | 0 |  | 0 | 0.00 | 0 | 0 |  | 0.0 |  | True | 0
625 |  |  | 0 |  | SpareNo | SpareNo |  | 0 | 0 | 0 |  | 0 | 0.00 | 0 | 0 |  | 0.0 |  | True | 0 | SpareNo
626 |  |  | 0 |  | Mop Sink | By General Contractor |  | 0 | 0 | 0 |  | 0 | 0.00 | 0 | 0 |  | 0.0 |  | True | 0
627 |  |  | 0 |  | Hose Bibb | By General Contractor |  | 0 | 0 | 0 |  | 0 | 0.00 | 0 | 0 |  | 0.0 |  | True | 0
628 |  |  | 0 |  | Mop Rack | By General Contractor |  | 0 | 0 | 0 |  | 0 | 0.00 | 0 | 0 |  | 0.0 |  | True | 0
629 |  |  | 0 |  | SpareNo | SpareNo |  | 0 | 0 | 0 |  | 0 | 0.00 | 0 | 0 |  | 0.0 |  | True | 0 | SpareNo
630 |  |  | 0 |  | SpareNo | SpareNo |  | 0 | 0 | 0 |  | 0 | 0.00 | 0 | 0 |  | 0.0 |  | True | 0 | SpareNo
631 | Custom Fabrication | STAINLESS STEEL | 1 | ea | Wall Shelf |  |  | 0 | 0 | 0 |  | 0 | 0.00 | 0 | 0 |  | 0.0 |  | True | 0
632 | Metro | 5A357C | 1 | ea | DETERGENT STORAGE SHELVING - FIXED, FIVE TIER | Super Adjustable Super Erecta® Starter Shelving Unit, 48"W x 18"D x 74"H, (5) wire shelves, (4) posts, chrome plated finish, KD, NSF | 0.0016529 | 303 | 303 | 605 | 50 | 302.5 | 78.00 | 0 | 0 | 70 | 4.2 |  | True | 1
633 |  |  | 0 |  | USED OIL CONTAINER | BY VENDOR |  | 0 | 0 | 0 |  | 0 | 0.00 | 0 | 0 |  | 0.0 |  | True | 0
634 |  |  | 0 |  | SpareNo | SpareNo |  | 0 | 0 | 0 |  | 0 | 0.00 | 0 | 0 |  | 0.0 |  | True | 0 | SpareNo
635-700 |  |  | 0 |  | SpareNo | SpareNo |  | 0 | 0 | 0 |  | 0 | 0.00 | 0 | 0 |  | 0.0 |  | True | 0 | SpareNo
|  |  | 0 |  |  | CAFE PANTRY AREA |  | 0 | 0 | 0 |  | 0 | 0.00 | 0 | 0 |  | 0.0 |  | True | 0
701 | Mars Air Systems | STD242-1UA-OB-VHP | 1 | ea | AIR CURTAIN | Standard Series 2 Air Curtain, for 42" wide door, unheated, UVC/HCP, includes magnetic switch (99-018) and 24v control, galvanized steel cabinet, obsidian black powder coat finish, (1) 1/2 HP motor, 115v/60/1-ph, 510 watts, cord & plug, 5.1 amps, cETLus |  | 1592.5 | 1592.5 | 3185 | 50 | 1592.5 | 0.00 | 0 | 0 |  | 0.0 |  | True | 1
702 | Lakeside | 211 | 1 | ea | UTILITY BUSSING CART | Utility Cart, 3-shelf with 27"W x 17-1/2"D x 35-3/4"H, shelf size 24"W x 15-1/2"D, stainless steel tubular U-frame, 20 gauge stainless steel shelves with reinforced edges, 500 lb. capacity, 9-1/2" shelf clearance, push handle on each short side, 4" swivel casters, NSF (ships fully assembled), Made in USA | 0.00060864 | 822 | 822 | 1643 | 50 | 821.5 | 36.00 | 0 | 0 | 125 | 18.00000 |  | True | 1
|  |  | 1 |  |  | Casters, 4", all swivel, standard |  | 0 | 0 | 0 |  | 0 | 0.00 | 0 | 0 |  | 0.0 |  | True | 1
703 | Bradley | S19-224BPT | 1 | ea | EYE WASH STATION |  |  | 0 | 0 | 0 |  | 0 | 0.00 | 0 | 0 |  | 0.0 |  | True | 0
704 | Rubbermaid | 1971258 | 1 | ea | TRASH RECEPTACLE | Slim Jim® Container, 16 gallon, 22"L x 11"W x 25"H, with venting channels, molded-in handles, general purpose waste, open type without lid, high-impact plastic construction, gray, Made in USA | 0.0089992 | 37 | 37 | 73.34 | 50 | 36.67 | 6.50 | 0 | 0 |  | 0.0 |  | True | 4
705 |  |  | 0 |  | SpareNo | SpareNo |  | 0 | 0 | 0 |  | 0 | 0.00 | 0 | 0 |  | 0.0 |  | True | 0 | SpareNo
706 | Advance Tabco | 7-PS-68 | 1 | ea | HAND SINK | Hand Sink, wall mounted, 14" wide x 10" front-to-back x 5" deep bowl, 20 gauge 304 stainless steel, with splash mounted gooseneck faucet with wrist blades, basket drain, wall bracket, NSF, cCSAus |  | 371 | 371 | 742 | 50 | 371 | 13.00 | 0 | 0 | 100 | 2.00000 |  | True | 1
| Advance Tabco | 7-PS-10 | 1 | ea |  | P-trap, heavy duty, 1-1/2", 17 gauge |  | 64 | 64 | 128 | 50 | 64 | 1.00 | 0 | 0 | 77.5 | 0.0 |  | True | 1
| Advance Tabco | 7-PS-15 | 1 | ea |  | Welded Side Splash, 12"H (installed height), both sides, for hand sinks with 14" wide x 10" front-to-back bowl, splash mounted faucets | 0.0020534 | 244 | 244 | 487 | 50 | 243.5 | 14.00 | 0 | 0 | 100 | 1.00000 |  | True | 1
707 | Advance Tabco | 9-OPC-84-300 | 1 | ea | MOP SINK CABINET | Cabinet with Mop Sink, 25-3/16"W x 22-3/4"D x 84"H, mop sink base with drain (bowl 16” x 20” x 12”), left hinged door, (2) mop holders, (1) fixed intermediate shelf, slotted side panels for ventilation, 16/304 series stainless steel sink bowl, 18/304 series stainless steel sink bowl apron, 18/300 series stainless steel cabinet, NSF (right hinged door available on request) | 0.0001252 | 5856.7332 | 5856.73 | 11712 | 50 | 5856 | 250.00 | 0 | 0 | 175 | 40.00000 |  | True | 1
| Advance Tabco | K-240 | 1 | ea |  | Service Sink Faucet, wall mount, 8" OC, 6-1/2" spout, with hose thread & pail hook, vacuum breaker spout, wall braced, chrome-plated brass | 0.0011403 | 483.5507 | 483.55 | 966 | 50 | 483 | 9.00 | 0 | 0 | 77.5 | 0.0 |  | True | 1
708 | Custom Fabrication |  | 1 | ea | POT SINK |  |  | 0 | 0 | 0 |  | 0 | 0.00 | 0 | 0 |  | 0.0 |  | True | 0
709 |  |  | 0 |  | SpareNo | SpareNo |  | 0 | 0 | 0 |  | 0 | 0.00 | 0 | 0 |  | 0.0 |  | True | 0 | SpareNo
710 |  |  | 0 |  | SpareNo | SpareNo |  | 0 | 0 | 0 |  | 0 | 0.00 | 0 | 0 |  | 0.0 |  | True | 0 | SpareNo
711 | Rubbermaid | FG262000GRAY | 1 | ea | TRASH RECEPTACLE | ProSave® BRUTE® Container, without lid, 20 gallon, 19-1/2"D x 22-7/8"H, round, reinforced rims, built in handles, double rimmed base, high-impact plastic construction, gray, NSF, Made in USA | -0.026661 | 23 | 23 | 47.26 | 50 | 23.63 | 5.82 | 0 | 0 | 250 | 0.0 |  | True | 6
| Rubbermaid | FG264000BLA | 1 | ea |  | Brute® Dolly, 18-1/4"D x 6-5/8"H, heavy duty 3" casters, 250 lb. capacity, for 2620, 2632, 2643, 2655, black | 0.044084 | 45 | 45 | 86.2 | 50 | 43.1 | 5.73 | 0 | 0 | 250 | 0.0 |  | True | 2
| Rubbermaid | FG9G7700WHT | 1 | ea | Trash Receptacle Lid / Top | ProSave® Sliding Container Lid, fits container Brute® 2620, 20-3/4" dia. x 5"H, includes 3 cup portioning scoop (9G52), clear rotating sliding door, dishwasher safe, white, NSF, S.O.S. (Special Order Smallwares) product; see SOS document for details | 0.044129 | 53 | 53 | 101.52 | 50 | 50.76 | 4.85 | 0 | 0 | 250 | 1.44 |  | True | 1
712 | Custom Fabrication |  | 1 | ea | POT SHELF |  |  | 0 | 0 | 0 |  | 0 | 0.00 | 0 | 0 |  | 0.0 |  | True | 0
713 | Custom Design |  | 1 | ea | CLEAN DISH TABLE |  |  | 0 | 0 | 0 |  | 0 | 0.00 | 0 | 0 |  | 0.0 |  | True | 0
714 | Custom | STAINLESS STEEL | 1 | ea | GLASS RACK SHELF |  | 0.04987 | 2021 | 2021 | 1925 |  | 1925 | 0.00 | 0 | 0 |  | 0.0 |  | True | 0
715 |  |  | 0 |  | SpareNo | SpareNo |  | 0 | 0 | 0 |  | 0 | 0.00 | 0 | 0 |  | 0.0 |  | True | 0 | SpareNo
716 | Champion | DH-6000T-VHR | 1 | ea | DISH MACHINE | Genesis Dishwasher, door type, extended hood (27" opening for trays), ventless heat recovery, high temperature sanitizing with built-in stainless steel electric booster for (40°-70° rise), (40) racks/hour capacity, auto start, single point electrical connection, door interlock switch, on-board service diagnostics, Rinse Sentry feature, auto-fill, detergent & chemical connections, interchangeable upper & lower spray arms, automatic drain valve, vent fan control, bottom mounted HMI controls, mounted water PRV, stainless steel construction, electric tank heat, peg rack, flat rack, 2 HP self draining pump, NSF, cULus, ENERGY STAR® |  | 23859.5 | 23859.5 | 34085 | 30 | 23859.5 | 350.00 | 0 | 0 | 92.5 | 0.0 |  | True | 1
|  |  | 1 | ea |  | Fuel Surcharge |  | 50 | 50 | 50 | =Net= | 50 | 0.00 | 0 | 0 |  | 0.0 |  | True | 1
|  |  | 1 |  |  | 1 year parts & labor warranty, standard |  | 0 | 0 | 0 |  | 0 | 0.00 | 0 | 0 |  | 0.0 |  | True | 1
|  |  | 1 |  |  | Complimentary factory authorized performance test included, upon equipment start-up. Consult local Champion sales representative for coordination of the start-up. If customer is beyond 60 miles from Champion authorized service agent, consult factory. |  | 0 | 0 | 0 |  | 0 | 0.00 | 0 | 0 |  | 0.0 |  | True | 1
|  |  | 1 |  |  | Single-point electrical connection, standard |  | 0 | 0 | 0 |  | 0 | 0.00 | 0 | 0 |  | 0.0 |  | True | 1
|  |  | 1 |  |  | Voltage to be specified |  | 0 | 0 | 0 |  | 0 | 0.00 | 0 | 0 |  | 0.0 |  | True | 1
|  |  | 1 |  |  | Straight-through design application |  | 0 | 0 | 0 |  | 0 | 0.00 | 0 | 0 |  | 0.0 |  | True | 1
717 | Custom Design |  | 1 | ea | SOILED DISH TABLE |  |  | 0 | 0 | 0 |  | 0 | 0.00 | 0 | 0 |  | 0.0 |  | True | 0
718 | InSinkErator | PRT | 1 | ea | FOOD WASTE COLLECTOR | PowerRinse® Trough (Model PRT™) - Complete Waste Collection System Package. Requires only 1 GPM (3.79 LPM) of fresh water per hour. Pre-rinse and scrapping system with 70 GPM (264.98 LPM) recirculated water flow capability, dry start protection, and adjustable run time. Pre-plumbed and pre-wired base assembly with control, solenoid and pump (requires additional plumbing for trough); integrated air gap; stainless steel mounting tray, base assembly, basket cover, pump housing, 1/4" pump inlet screen, and pump impeller; 1/4" perforated scrap basket with four ergonomic handles; flanged feet; check valves; 2" drain discharge; 1/2" NPT water inlets | 7.8192e-05 | 8396.6565 | 8396.66 | 16792 | 50 | 8396 | 165.00 | 0 | 0 | 85 | 31.96 |  | True | 1
|  |  | 1 |  |  | (1) year On-Site parts & labor warranty from date of installation (standard) |  | 0 | 0 | 0 |  | 0 | 0.00 | 0 | 0 |  | 0.0 |  | True | 1
| InSinkErator | PRT-3 | 1 | ea |  | 208/220-240v/60/3-ph |  | 0 | 0 | 0 |  | 0 | 0.00 | 0 | 0 |  | 0.0 |  | True | 1
719 |  |  | 0 |  | SpareNo | SpareNo |  | 0 | 0 | 0 |  | 0 | 0.00 | 0 | 0 |  | 0.0 |  | True | 0 | SpareNo
720 |  |  | 0 |  | SpareNo | SpareNo |  | 0 | 0 | 0 |  | 0 | 0.00 | 0 | 0 |  | 0.0 |  | True | 0 | SpareNo
721 | Fisher | 34452 | 1 | ea | PRE-RINSE UNIT | Pre-Rinse Unit, spring style, backsplash mount, 8" centers, 16" riser, 36" hose, 1.15 GPM Ultra-Spray™ PLUS spray valve with built-in spray handle clip & dish guard bumper, lever handles with color coded indexes, add-on faucet with 10" swing spout, includes wall bracket, 1/2" NPT male inlets, brass, ADA Compliant |  | 310 | 310 | 620 | 50 | 310 | 15.00 | 0 | 0 | 77.5 | 0.0 |  | True | 1
722 | Rubbermaid | FG262000GRAY | 1 | ea | TRASH RECEPTACLE | ProSave® BRUTE® Container, without lid, 20 gallon, 19-1/2"D x 22-7/8"H, round, reinforced rims, built in handles, double rimmed base, high-impact plastic construction, gray, NSF, Made in USA | -0.026661 | 23 | 23 | 47.26 | 50 | 23.63 | 5.82 | 0 | 0 | 250 | 0.0 |  | True | 6
| Rubbermaid | FG264000BLA | 1 | ea |  | Brute® Dolly, 18-1/4"D x 6-5/8"H, heavy duty 3" casters, 250 lb. capacity, for 2620, 2632, 2643, 2655, black | 0.044084 | 45 | 45 | 86.2 | 50 | 43.1 | 5.73 | 0 | 0 | 250 | 0.0 |  | True | 2
| Rubbermaid | FG9G7700WHT | 1 | ea | Trash Receptacle Lid / Top | ProSave® Sliding Container Lid, fits container Brute® 2620, 20-3/4" dia. x 5"H, includes 3 cup portioning scoop (9G52), clear rotating sliding door, dishwasher safe, white, NSF, S.O.S. (Special Order Smallwares) product; see SOS document for details | 0.044129 | 53 | 53 | 101.52 | 50 | 50.76 | 4.85 | 0 | 0 | 250 | 1.44 |  | True | 1
723 | Custom | STAINLESS STEEL | 1 | ea | DOUBLE SIDED RACK SHELF |  | 0.04987 | 2021 | 2021 | 1925 |  | 1925 | 0.00 | 0 | 0 |  | 0.0 |  | True | 0
724 | Mars Air Systems | STD242-1UA-OB-VHP | 1 | ea | AIR CURTAIN | Standard Series 2 Air Curtain, for 42" wide door, unheated, UVC/HCP, includes magnetic switch (99-018) and 24v control, galvanized steel cabinet, obsidian black powder coat finish, (1) 1/2 HP motor, 115v/60/1-ph, 510 watts, cord & plug, 5.1 amps, cETLus |  | 1592.5 | 1592.5 | 3185 | 50 | 1592.5 | 0.00 | 0 | 0 |  | 0.0 |  | True | 1
725 |  |  | 0 |  | SpareNo | SpareNo |  | 0 | 0 | 0 |  | 0 | 0.00 | 0 | 0 |  | 0.0 |  | True | 0 | SpareNo
726 | True Mfg. - General Foodservice | STA2RRI-2S | 1 | ea | ROLL-IN TRASH REFRIGERATOR | SPEC SERIES® Refrigerator, roll-in, (2) stainless steel doors with locks, cam-lift hinges, digital temperature control, incandescent interior lighting, stainless steel ramps, stainless steel front & sides, aluminum interior, 1/2 HP, 115v/60/1-ph, 11.8 amps, NEMA 5-15P, (accommodates 27"W x 29"D x 66"H carts, NOT included), cULus, UL EPH Classified, Made in USA |  | 14634 | 14634 | 29268 | 50 | 14634 | 715.00 | 0 | 0 | 150 | 166.00000 |  | True | 1
|  |  | 1 |  |  | Note: Due to the continued supply chain issues in the industry all True pricing is tentative based on final production dates. Any units ordered that will be produced on or after October 1st, 2022 may be subject to additional pricing escalators. Please contact your True representative for final lead times. |  | 0 | 0 | 0 |  | 0 | 0.00 | 0 | 0 |  | 0.0 |  | True | 1
|  |  | 1 |  |  | Warranty - 3 year parts and labor, please visit www.Truemfg.com for specifics |  | 0 | 0 | 0 |  | 0 | 0.00 | 0 | 0 |  | 0.0 |  | True | 1
|  |  | 1 |  |  | Warranty - 5 year compressor (self-contained only), please visit www.Truemfg.com for specifics |  | 0 | 0 | 0 |  | 0 | 0.00 | 0 | 0 |  | 0.0 |  | True | 1
|  |  | 1 |  |  | Left door hinged left, right door hinged right standard |  | 0 | 0 | 0 |  | 0 | 0.00 | 0 | 0 |  | 0.0 |  | True | 1
727 | Rubbermaid | FG262000GRAY | 1 | ea | TRASH RECEPTACLE | ProSave® BRUTE® Container, without lid, 20 gallon, 19-1/2"D x 22-7/8"H, round, reinforced rims, built in handles, double rimmed base, high-impact plastic construction, gray, NSF, Made in USA | -0.026661 | 23 | 23 | 47.26 | 50 | 23.63 | 5.82 | 0 | 0 | 250 | 0.0 |  | True | 6
| Rubbermaid | FG264000BLA | 1 | ea |  | Brute® Dolly, 18-1/4"D x 6-5/8"H, heavy duty 3" casters, 250 lb. capacity, for 2620, 2632, 2643, 2655, black | 0.044084 | 45 | 45 | 86.2 | 50 | 43.1 | 5.73 | 0 | 0 | 250 | 0.0 |  | True | 2
| Rubbermaid | FG9G7700WHT | 1 | ea | Trash Receptacle Lid / Top | ProSave® Sliding Container Lid, fits container Brute® 2620, 20-3/4" dia. x 5"H, includes 3 cup portioning scoop (9G52), clear rotating sliding door, dishwasher safe, white, NSF, S.O.S. (Special Order Smallwares) product; see SOS document for details | 0.044129 | 53 | 53 | 101.52 | 50 | 50.76 | 4.85 | 0 | 0 | 250 | 1.44 |  | True | 1
728 | Scotsman | C0830SA-6 | 1 | ea | ICE MACHINE | Prodigy Plus® Ice Maker, cube style, air-cooled, self-contained condenser, production capacity up to 792 lb/24 hours at 70°/50°, small cube size, AutoAlert™ indicating lights, WaterSense adjustable purge control, one-touch cleaning, harvest assist, front facing removable air filter, unit specific QR code, stainless steel finish, AgION™ antimicrobial protection, 230v/50/1-ph, CE, NSF, engineered and assembled in USA (Export Model, 50hz version) |  | 6766 | 6766 | 13532 | 50 | 6766 | 220.00 | 0 | 0 | 92.5 | 18.73148 |  | True | 1
|  |  | 1 |  |  | NOTE: Sale of this product must comply with Scotsman's MSRP Policy; contact your Scotsman representative for details |  | 0 | 0 | 0 |  | 0 | 0.00 | 0 | 0 |  | 0.0 |  | True | 1
|  |  | 1 |  |  | 3 year parts & labor warranties (Warranty valid in North, South, Central America & The Caribbean for commercial installations) |  | 0 | 0 | 0 |  | 0 | 0.00 | 0 | 0 |  | 0.0 |  | True | 1
|  |  | 1 |  |  | 5 year parts & labor warranties on Evaporator (Warranty valid in North, South, Central America & The Caribbean for commercial installations) |  | 0 | 0 | 0 |  | 0 | 0.00 | 0 | 0 |  | 0.0 |  | True | 1
|  |  | 1 |  |  | 5 year parts on compressor & condenser (Warranty valid in North, South, Central America & The Caribbean for commercial installations) |  | 0 | 0 | 0 |  | 0 | 0.00 | 0 | 0 |  | 0.0 |  | True | 1
728 | Scotsman | C0830MW-32 | 1 | ea | ICE MACHINE | Prodigy Plus® Ice Maker, cube style, water-cooled, self-contained condenser, production capacity up to 924 lb/24 hours at 70°/50° (832 lb AHRI certified at 90°/70°), medium cube size, AutoAlert™ indicating lights, WaterSense adjustable purge control, one-touch cleaning, harvest assist, unit specific QR code, stainless steel finish, AgION™ antimicrobial protection, 208-230v/60/1-ph, 9.0 amps, cULus, NSF, CE, engineered and assembled in USA (Discontinued 01/01/2023, verify availability with distributor) | 7.201e-05 | 6944 | 6944 | 13887 | 50 | 6943.5 | 220.00 | 0 | 0 | 92.5 | 18.70000 |  | True | 1
|  |  | 1 |  |  | NOTE: Sale of this product must comply with Scotsman's MSRP Policy; contact your Scotsman representative for details |  | 0 | 0 | 0 |  | 0 | 0.00 | 0 | 0 |  | 0.0 |  | True | 1
|  |  | 1 |  |  | 3 year parts & labor warranties |  | 0 | 0 | 0 |  | 0 | 0.00 | 0 | 0 |  | 0.0 |  | True | 1
|  |  | 1 |  |  | 5 year parts & labor warranties on Evaporator |  | 0 | 0 | 0 |  | 0 | 0.00 | 0 | 0 |  | 0.0 |  | True | 1
|  |  | 1 |  |  | 5 year parts on compressor & condenser |  | 0 | 0 | 0 |  | 0 | 0.00 | 0 | 0 |  | 0.0 |  | True | 1
729 |  |  | 0 |  | SpareNo | SpareNo |  | 0 | 0 | 0 |  | 0 | 0.00 | 0 | 0 |  | 0.0 |  | True | 0 | SpareNo
730 |  |  | 0 |  | SpareNo | SpareNo |  | 0 | 0 | 0 |  | 0 | 0.00 | 0 | 0 |  | 0.0 |  | True | 0 | SpareNo
731 | Scotsman | B948S | 1 | ea | ICE BIN | Ice Bin, top-hinged front-opening door, 893 lb application capacity, for top-mounted ice maker, 48" width, metallic finish exterior, toolless removable baffle, polyurethane insulation, polyethylene liner, includes 6" legs, NSF, engineered and assembled in USA | 0.00022578 | 2325.5249 | 2325.52 | 4650 | 50 | 2325 | 209.00 | 0 | 0 | 92.5 | 52.06250 |  | True | 1
|  |  | 1 |  |  | NOTE: Sale of this product must comply with Scotsman's MSRP Policy; contact your Scotsman representative for details |  | 0 | 0 | 0 |  | 0 | 0.00 | 0 | 0 |  | 0.0 |  | True | 1
|  |  | 1 |  |  | 3 year parts & labor warranties |  | 0 | 0 | 0 |  | 0 | 0.00 | 0 | 0 |  | 0.0 |  | True | 1
732 | Custom Fabrication | STAINLESS STEEL | 1 | ea | Floor Trough And Grate |  |  | 1100 | 1100 | 1100 |  | 1100 | 0.00 | 0 | 0 |  | 0.0 |  | True | 0
733 | Scotsman | AP2-P | 1 | ea | WATER FILTRATION SYSTEM | AquaPatrol™ Plus Water Filtration System, double system, 4.2 gallons per minute max flow, designed for cubers over 650 lb and up to 1,200 lb, and for flakers and nuggets over 1,200 lb, cULus, NSF |  | 539.5 | 539.5 | 1079 | 50 | 539.5 | 11.00 | 0 | 0 | 92.5 | 3.12963 |  | True | 1
|  |  | 1 |  |  | NOTE: Sale of this product must comply with Scotsman's MSRP Policy; contact your Scotsman representative for details |  | 0 | 0 | 0 |  | 0 | 0.00 | 0 | 0 |  | 0.0 |  | True | 1
734 | Metro | 1848NC | 4 | ea | DRY STORAGE SHELVING | Super Erecta® Shelf, wire, 48"W x 18"D, plastic split sleeves are included in each carton, Metroseal 3™ epoxy-coated corrosion-resistant finish with Microban® antimicrobial protection, NSF | 0.050005 | 385 | 1540 | 733.33 | 50 | 366.665 | 12.00 | 0 | 0 | 70 | 0.8 |  | True | 1
735 |  |  | 0 |  | SpareNo | SpareNo |  | 0 | 0 | 0 |  | 0 | 0.00 | 0 | 0 |  | 0.0 |  | True | 0 | SpareNo
736 | Thermalrite | CUSTOM | 1 | ea | CAFE COOLER |  |  | 0 | 0 | 0 |  | 0 | 0.00 | 0 | 0 |  | 0.0 |  | True | 0
737 | Custom Fabrication | STAINLESS STEEL | 1 | ea | Floor Trough And Grate |  |  | 0 | 0 | 0 |  | 0 | 0.00 | 0 | 0 |  | 0.0 |  | True | 0
738 | RDT | EVAPORATOR COIL | 1 | ea | EVAPORATOR COIL |  |  | 0 | 0 | 0 |  | 0 | 0.00 | 0 | 0 |  | 0.0 |  | True | 0
739 |  |  | 0 |  | SpareNo | SpareNo |  | 0 | 0 | 0 |  | 0 | 0.00 | 0 | 0 |  | 0.0 |  | True | 0 | SpareNo
740 |  |  | 0 |  | SpareNo | SpareNo |  | 0 | 0 | 0 |  | 0 | 0.00 | 0 | 0 |  | 0.0 |  | True | 0 | SpareNo
741 | Metro | 1848NK3 | 5 | ea | COOLER STORAGE SHELVING | Super Erecta® Shelf, wire, 48"W x 18"D, plastic split sleeves are included in each carton, Metroseal 3™ epoxy-coated corrosion-resistant finish with Microban® antimicrobial protection, NSF | 0.050005 | 385 | 1925 | 733.33 | 50 | 366.665 | 12.00 | 0 | 0 | 70 | 0.8 |  | True | 1
742 | Custom Fabrication | MILLWORK | 1 | ea | TRAY AND TRASH DROP COUNTER |  |  | 0 | 0 | 0 |  | 0 | 0.00 | 0 | 0 |  | 0.0 |  | True | 0
743 | Custom Fabrication | STAINLESS STEEL | 2 | ea | TRASH CHUTE |  |  | 0 | 0 | 0 |  | 0 | 0.00 | 0 | 0 |  | 0.0 |  | True | 0
743 | Rubbermaid | FG262000GRAY | 2 | ea | TRASH RECEPTACLE | ProSave® BRUTE® Container, without lid, 20 gallon, 19-1/2"D x 22-7/8"H, round, reinforced rims, built in handles, double rimmed base, high-impact plastic construction, gray, NSF, Made in USA | -0.026661 | 23 | 46 | 47.26 | 50 | 23.63 | 5.82 | 0 | 0 | 250 | 0.0 |  | True | 6
| Rubbermaid | FG264000BLA | 2 | ea |  | Brute® Dolly, 18-1/4"D x 6-5/8"H, heavy duty 3" casters, 250 lb. capacity, for 2620, 2632, 2643, 2655, black | 0.044084 | 45 | 90 | 86.2 | 50 | 43.1 | 5.73 | 0 | 0 | 250 | 0.0 |  | True | 2
| Rubbermaid | FG9G7700WHT | 2 | ea | Trash Receptacle Lid / Top | ProSave® Sliding Container Lid, fits container Brute® 2620, 20-3/4" dia. x 5"H, includes 3 cup portioning scoop (9G52), clear rotating sliding door, dishwasher safe, white, NSF, S.O.S. (Special Order Smallwares) product; see SOS document for details | 0.044129 | 53 | 106 | 101.52 | 50 | 50.76 | 4.85 | 0 | 0 | 250 | 1.44 |  | True | 1
744 |  |  | 0 |  | SpareNo | SpareNo |  | 0 | 0 | 0 |  | 0 | 0.00 | 0 | 0 |  | 0.0 |  | True | 0 | SpareNo
745 |  |  | 0 |  | SpareNo | SpareNo |  | 0 | 0 | 0 |  | 0 | 0.00 | 0 | 0 |  | 0.0 |  | True | 0 | SpareNo
746 | Vendor | BY VENDOR | 2 | ea | CO2 TANK | BY VENDOR |  | 0 | 0 | 0 |  | 0 | 0.00 | 0 | 0 |  | 0.0 |  | True | 0
747 | Vendor | BY VENDOR | 1 | ea | SODA SYSTEM AND RACK | BY VENDOR |  | 0 | 0 | 0 |  | 0 | 0.00 | 0 | 0 |  | 0.0 |  | True | 0
748 |  |  | 0 |  | SpareNo | SpareNo |  | 0 | 0 | 0 |  | 0 | 0.00 | 0 | 0 |  | 0.0 |  | True | 0 | SpareNo
749 |  |  | 0 |  | SpareNo | SpareNo |  | 0 | 0 | 0 |  | 0 | 0.00 | 0 | 0 |  | 0.0 |  | True | 0 | SpareNo
750 |  |  | 0 |  | SpareNo | SpareNo |  | 0 | 0 | 0 |  | 0 | 0.00 | 0 | 0 |  | 0.0 |  | True | 0 | SpareNo
|  |  | 0 |  |  | SERVERY AREA |  | 0 | 0 | 0 |  | 0 | 0.00 | 0 | 0 |  | 0.0 |  | True | 0
751 | Mars Air Systems | STD242-1UA-OB-VHP | 1 | ea | AIR CURTAIN | Standard Series 2 Air Curtain, for 42" wide door, unheated, UVC/HCP, includes magnetic switch (99-018) and 24v control, galvanized steel cabinet, obsidian black powder coat finish, (1) 1/2 HP motor, 115v/60/1-ph, 510 watts, cord & plug, 5.1 amps, cETLus |  | 1592.5 | 1592.5 | 3185 | 50 | 1592.5 | 0.00 | 0 | 0 |  | 0.0 |  | True | 1
752 | True Mfg. - General Foodservice | TPP-AT-44-HC | 1 | ea | REFRIGERATED PIZZA PREPERATION TABLE | Pizza Prep, 33 - 41°F pan rail, stainless steel cover, 19-1/2"D cutting board, (1) door, (2) PVC coated adjustable wire shelves, includes: (6) 1/3 size clear polycarbonate insert pans (top), stainless steel front, top & sides, aluminum interior with stainless steel floor, 5" castors, front breathing, R290 Hydrocarbon refrigerant, 1/4 HP, 115v/60/1-ph, 3.9 amps, NEMA 5-15P, UL EPH Classified, cULus, CE, Made in USA |  | 6683.5 | 6683.5 | 13367 | 50 | 6683.5 | 330.00 | 0 | 0 | 150 | 52.00000 |  | True | 1
|  |  | 1 |  |  | Note: Due to the continued supply chain issues in the industry all True pricing is tentative based on final production dates. Any units ordered that will be produced on or after October 1st, 2022 may be subject to additional pricing escalators. Please contact your True representative for final lead times. |  | 0 | 0 | 0 |  | 0 | 0.00 | 0 | 0 |  | 0.0 |  | True | 1
|  |  | 1 |  |  | Self-contained refrigeration standard |  | 0 | 0 | 0 |  | 0 | 0.00 | 0 | 0 |  | 0.0 |  | True | 1
|  |  | 1 |  |  | Warranty - 7 year compressor (self-contained only), please visit www.Truemfg.com for specifics |  | 0 | 0 | 0 |  | 0 | 0.00 | 0 | 0 |  | 0.0 |  | True | 1
|  |  | 1 |  |  | Warranty - 5 year parts and labor, please visit www.Truemfg.com for specifics |  | 0 | 0 | 0 |  | 0 | 0.00 | 0 | 0 |  | 0.0 |  | True | 1
|  |  | 1 |  |  | 5" Castors, standard |  | 0 | 0 | 0 |  | 0 | 0.00 | 0 | 0 |  | 0.0 |  | True | 1
753 | Custom Design |  | 1 | ea | BACK PREPARATION COUNTER |  |  | 0 | 0 | 0 |  | 0 | 0.00 | 0 | 0 |  | 0.0 |  | True | 0
754 | True Mfg. - General Foodservice | TUC-48F-ADA-HC | 1 | ea | UNDER COUNTER FREEZER | Undercounter Freezer, 34" working height, -10°F, (2) stainless steel doors, (4) PVC coated adjustable wire shelves, stainless steel top & sides, clear coated aluminum interior with stainless steel floor, 3" castors, R290 Hydrocarbon refrigerant, 1/2 HP, 115v/60/1-ph, 3.2 amps, NEMA 5-15P, cULus, UL EPH Classified, ADA Compliant, Made in USA, ENERGY STAR® | 8.0147e-05 | 6239 | 6239 | 12477 | 50 | 6238.5 | 300.00 | 0 | 0 | 150 | 47.00000 |  | True | 1
|  |  | 1 |  |  | Note: Due to the continued supply chain issues in the industry all True pricing is tentative based on final production dates. Any units ordered that will be produced on or after October 1st, 2022 may be subject to additional pricing escalators. Please contact your True representative for final lead times. |  | 0 | 0 | 0 |  | 0 | 0.00 | 0 | 0 |  | 0.0 |  | True | 1
|  |  | 1 |  |  | Self-contained refrigeration standard |  | 0 | 0 | 0 |  | 0 | 0.00 | 0 | 0 |  | 0.0 |  | True | 1
|  |  | 1 |  |  | Warranty - 7 year compressor (self-contained only), please visit www.Truemfg.com for specifics |  | 0 | 0 | 0 |  | 0 | 0.00 | 0 | 0 |  | 0.0 |  | True | 1
|  |  | 1 |  |  | Warranty - 5 year parts and labor, please visit www.Truemfg.com for specifics |  | 0 | 0 | 0 |  | 0 | 0.00 | 0 | 0 |  | 0.0 |  | True | 1
755 |  |  | 0 |  | SpareNo | SpareNo |  | 0 | 0 | 0 |  | 0 | 0.00 | 0 | 0 |  | 0.0 |  | True | 0 | SpareNo
756 | TurboChef | HHC1618 STD-36 | 1 | ea | CONVEYOR PIZZA OVEN | High h Conveyor 1618™ Conveyor Oven, Rapid Cook, electric, countertop, single deck, 36" conveyor length, 16” wide by 18” length cook chamber, variable speed motor, idle mode, built-in self diagnostics, smart voltage sensor technology, cool to touch covers and panels, stainless steel front, top, sides and back, stainless steel interior, cULus, CE, UL EPH Classified, ANSI/NSF 4, TUV (standard) |  | 9468 | 9468 | 18936 | 50 | 9468 | 235.00 | 0 | 0 | 92.5 | 0.0 |  | True | 1
|  |  | 1 |  |  | All items FOB: Carrollton, Texas: Consumable/accessory orders less than $5,000 will incur a handling fee. Orders shipping standard ground will incur a $15.00 handling fee. Orders shipping other than standard ground will incur $25.00 handling fee |  | 0 | 0 | 0 |  | 0 | 0.00 | 0 | 0 |  | 0.0 |  | True | 1
|  |  | 1 |  |  | One year parts and labor warranty |  | 0 | 0 | 0 |  | 0 | 0.00 | 0 | 0 |  | 0.0 |  | True | 1
|  |  | 1 |  |  | 208/240v/50/60/1-ph, 37.0amps, 6 foot cord (nominal), NEMA 6-50P, standard |  | 0 | 0 | 0 |  | 0 | 0.00 | 0 | 0 |  | 0.0 |  | True | 1
756 | Ovention | CONVEYOR C1400 | 2 | ea | DOUBLE CONVEYOR PIZZA OVEN | C1400 Precision Impingement Conveyor Oven, ventless, rapid cook, countertop, 14-3/5” wide belt, 17" cook chamber, touch screen display, built-in self-diagnostics, USB menu upload, smart voltage sensor technology, cool to touch 430 stainless steel exterior, 304 stainless steel interior, 4” adjustable legs, cULus, UL EPH, Made in USA |  | 9165 | 18330 | 18330 | 50 | 9165 | 250.00 | 0 | 0 | 175 | 0.0 |  | True | 1
|  |  | 1 |  |  | NOTE: Sale of this product must comply with Ovention's Minimum Advertised Price (MAP) Policy, consult order acknowledgment for details. |  | 0 | 0 | 0 |  | 0 | 0.00 | 0 | 0 |  | 0.0 |  | True | 1
|  |  | 2 |  |  | (1) Year parts & labor warranty, standard |  | 0 | 0 | 0 |  | 0 | 0.00 | 0 | 0 |  | 0.0 |  | True | 1
| Ovention | C1400-1 | 2 | ea |  | 208-240v/60/1-ph, 41.0-45.0 amps, 11.4kW, UL, cord & NEMA 6-50P, standard |  | 0 | 0 | 0 |  | 0 | 0.00 | 0 | 0 |  | 0.0 |  | True | 1
|  |  | 2 |  |  | Front mounted touchscreen control - standard |  | 0 | 0 | 0 |  | 0 | 0.00 | 0 | 0 |  | 0.0 |  | True | 1
| Ovention | OVNTN-STK-11 | 2 | kt |  | Stacking Kit for any combination of (3) S1200 or C1400 | 0.0047393 | 106 | 212 | 211 | 50 | 105.5 | 0.00 | 0 | 0 |  | 0.0 |  | True | 1
757 | Custom Design |  | 1 | ea | RECESSED CUTTING BOARD |  |  | 0 | 0 | 0 |  | 0 | 0.00 | 0 | 0 |  | 0.0 |  | True | 0
758 | Custom Fabrication | MILLWORK | 1 | ea | SWING DOOR |  |  | 0 | 0 | 0 |  | 0 | 0.00 | 0 | 0 |  | 0.0 |  | True | 0
759 | Custom Fabrication | STAINLESS STEEL | 1 | ea | SERVICE COUNTER WITH TRAY SLIDE |  |  | 0 | 0 | 0 |  | 0 | 0.00 | 0 | 0 |  | 0.0 |  | True | 0
760 |  |  | 0 |  | SpareNo | SpareNo |  | 0 | 0 | 0 |  | 0 | 0.00 | 0 | 0 |  | 0.0 |  | True | 0 | SpareNo
760 | Custom Fabrication | STAINLESS STEEL | 1 | ea | LOAD CENTER |  |  | 0 | 0 | 0 |  | 0 | 0.00 | 0 | 0 |  | 0.0 |  | True | 0
761 | Custom Fabrication | MILLWORK | 1 | ea | RECESSED TRAY PICK-UP |  |  | 0 | 0 | 0 |  | 0 | 0.00 | 0 | 0 |  | 0.0 |  | True | 0
762 | OS&E | CUSTOM | 7 | ea | SILVERWARE BIN |  |  | 0 | 0 | 0 |  | 0 | 0.00 | 0 | 0 |  | 0.0 |  | True | 0
763 | Hatco | GRSB-36-F | 1 | ea | DROP-IN HEATED SHELF | Glo-Ray® Drop In Heated Shelf with Recessed Top, 37-1/2" x 17", 1/2" deep recessed surface area, hardcoat aluminum top, control thermostat, illuminated on/off switch & mounting bracket, NSF, cUL, UL, UL EPH Classified, ANSI/NSF 4, CSA |  | 1042.5 | 1042.5 | 2085 | 50 | 1042.5 | 26.00 | 0 | 0 | 100 | 0.0 |  | True | 1
|  |  | 1 |  |  | NOTE: Sale of this product must comply with Hatco's Minimum Resale Price Policy; consult order acknowledgement for details |  | 0 | 0 | 0 |  | 0 | 0.00 | 0 | 0 |  | 0.0 |  | True | 1
|  |  | 1 |  |  | NOTE: Includes 24/7 parts & service assistance, call 800-558-0607 |  | 0 | 0 | 0 |  | 0 | 0.00 | 0 | 0 |  | 0.0 |  | True | 1
|  |  | 1 |  |  | 1-Yr Warranty on Blanket Heating Elements against burnout, standard |  | 0 | 0 | 0 |  | 0 | 0.00 | 0 | 0 |  | 0.0 |  | True | 1
|  |  | 1 |  |  | 120v/60/1-ph, 590 watts, 4.9 amps, NEMA 5-15P (Domestic voltage), standard |  | 0 | 0 | 0 |  | 0 | 0.00 | 0 | 0 |  | 0.0 |  | True | 1
|  |  | 1 |  |  | NOTE: Recommended for use in metallic countertop, verify that the material is suitable for temperatures up to 200 degree F |  | 0 | 0 | 0 |  | 0 | 0.00 | 0 | 0 |  | 0.0 |  | True | 1
|  |  | 1 |  |  | Thermostat control with lighted rocker switch (Available at time of purchase only), standard |  | 0 | 0 | 0 |  | 0 | 0.00 | 0 | 0 |  | 0.0 |  | True | 1
764 | BSI | ZG9930 | 1 | ea | SNEEZE GUARD | ZGuard® Food Shield, single, self-service, fully adjustable, 20-1/2" height, 14" wide tempered glass top & lower sneeze guard, 1" diameter tubing double supports, cULus (Contact factory for price) |  | 0 | 0 | 0 | 50 | 0 | 0.00 | 0 | 0 |  | 0.0 |  | True | 1
| BSI | 2580 | 1 | ea |  | Slimline Light, 1-1/2" x 1-3/8", (specify length), cULus, NSF (contact factory for price) |  | 0 | 0 | 0 |  | 0 | 0.00 | 0 | 0 |  | 0.0 |  | True | 1
|  |  | 1 | ea |  | Lamp type to be specified |  | 0 | 0 | 0 |  | 0 | 0.00 | 0 | 0 |  | 0.0 |  | True | 1
|  |  | 1 | ea |  | Remote Infinite, standard |  | 0 | 0 | 0 |  | 0 | 0.00 | 0 | 0 |  | 0.0 |  | True | 1
|  |  | 1 | ea |  | Wiring exit point to be specified |  | 0 | 0 | 0 |  | 0 | 0.00 | 0 | 0 |  | 0.0 |  | True | 1
|  |  | 1 | ea |  | Finish to be specified |  | 0 | 0 | 0 |  | 0 | 0.00 | 0 | 0 |  | 0.0 |  | True | 1
|  |  | 1 | ea |  | Tubing to be specified (NOTE: aluminum may be used only on above counter mounts) |  | 0 | 0 | 0 |  | 0 | 0.00 | 0 | 0 |  | 0.0 |  | True | 1
|  |  | 1 | ea |  | Finish to be specified |  | 0 | 0 | 0 |  | 0 | 0.00 | 0 | 0 |  | 0.0 |  | True | 1
|  |  | 1 | ea |  | 1" radius corner, standard |  | 0 | 0 | 0 |  | 0 | 0.00 | 0 | 0 |  | 0.0 |  | True | 1
765 |  |  | 0 |  | SpareNo | SpareNo |  | 0 | 0 | 0 |  | 0 | 0.00 | 0 | 0 |  | 0.0 |  | True | 0 | SpareNo
766 | Hatco | GRNM-36 | 1 | ea | FOOD WARMER | Glo-Ray® Narrow Max Infrared Strip Heater, 36" L, tubular metal heater rod, single heater rod housing, stainless steel housing with angle mounting bracket, 1000 watts, cULus, UL EPH Classified, Made in USA | 0.0018416 | 320.0884 | 320.09 | 639 | 50 | 319.5 | 10.00 | 0 | 0 | 100 | 0.0 |  | True | 1
|  |  | 1 |  |  | NOTE: Sale of this product must comply with Hatco's Minimum Resale Price Policy; consult order acknowledgement for details |  | 0 | 0 | 0 |  | 0 | 0.00 | 0 | 0 |  | 0.0 |  | True | 1
|  |  | 1 |  |  | NOTE: Includes 24/7 parts & service assistance, call 800-558-0607 |  | 0 | 0 | 0 |  | 0 | 0.00 | 0 | 0 |  | 0.0 |  | True | 1
|  |  | 1 |  |  | One year on-site parts & labor warranty, plus one additional year parts only warranty on all Glo-Ray metal sheathed elements |  | 0 | 0 | 0 |  | 0 | 0.00 | 0 | 0 |  | 0.0 |  | True | 1
|  |  | 1 |  |  | 120v/60/1-ph |  | 0 | 0 | 0 |  | 0 | 0.00 | 0 | 0 |  | 0.0 |  | True | 1
| Hatco | NO CONTROL | 1 | ea |  | No control included, requires selection of RMB2 control box |  | 0 | 0 | 0 |  | 0 | 0.00 | 0 | 0 |  | 0.0 |  | True | 1
|  |  | 1 |  |  | NOTE: If the current rating is under 20 amps. then select an RMB2-1R & RMB3-1R, if the current rating is between 20 & 40 amps select the RMB2-2R & RMB3-2R, RMB2-2R has (2) 20 amp outputs & RMB3-2R has (2) 15 amp outlets |  | 0 | 0 | 0 |  | 0 | 0.00 | 0 | 0 |  | 0.0 |  | True | 1
|  |  | 1 |  |  | NOTE: Requires selection of RMB2 control |  | 0 | 0 | 0 |  | 0 | 0.00 | 0 | 0 |  | 0.0 |  | True | 1
767 | Hatco | GRSB-36-F | 1 | ea | HEATED DECK | Glo-Ray® Drop In Heated Shelf with Recessed Top, 37-1/2" x 17", 1/2" deep recessed surface area, hardcoat aluminum top, control thermostat, illuminated on/off switch & mounting bracket, NSF, cUL, UL, UL EPH Classified, ANSI/NSF 4, CSA |  | 783 | 783 | 1566 | 50 | 783 | 26.00 | 0 | 0 | 100 | 0.0 |  | True | 1
|  |  | 1 |  |  | NOTE: Sale of this product must comply with Hatco's Minimum Resale Price Policy; consult order acknowledgement for details |  | 0 | 0 | 0 |  | 0 | 0.00 | 0 | 0 |  | 0.0 |  | True | 1
|  |  | 1 |  |  | NOTE: Includes 24/7 parts & service assistance, call 800-558-0607 |  | 0 | 0 | 0 |  | 0 | 0.00 | 0 | 0 |  | 0.0 |  | True | 1
|  |  | 1 |  |  | 1-Yr Warranty on Blanket Heating Elements against burnout, standard |  | 0 | 0 | 0 |  | 0 | 0.00 | 0 | 0 |  | 0.0 |  | True | 1
|  |  | 1 |  |  | 120v/60/1-ph, 590 watts, 4.9 amps, NEMA 5-15P (Domestic voltage), standard |  | 0 | 0 | 0 |  | 0 | 0.00 | 0 | 0 |  | 0.0 |  | True | 1
|  |  | 1 |  |  | NOTE: Recommended for use in metallic countertop, verify that the material is suitable for temperatures up to 200 degree F |  | 0 | 0 | 0 |  | 0 | 0.00 | 0 | 0 |  | 0.0 |  | True | 1
|  |  | 1 |  |  | Thermostat control with lighted rocker switch (Available at time of purchase only), standard |  | 0 | 0 | 0 |  | 0 | 0.00 | 0 | 0 |  | 0.0 |  | True | 1
767 |  |  | 0 |  | SpareNo | SpareNo |  | 0 | 0 | 0 |  | 0 | 0.00 | 0 | 0 |  | 0.0 |  | True | 0 | SpareNo
768 | BSI | ZG9930 | 1 | ea | SNEEZE GUARD | ZGuard® Food Shield, single, self-service, fully adjustable, 20-1/2" height, 14" wide tempered glass top & lower sneeze guard, 1" diameter tubing double supports, cULus (Contact factory for price) |  | 0 | 0 | 0 | 50 | 0 | 0.00 | 0 | 0 |  | 0.0 |  | True | 1
| BSI | 2580 | 1 | ea |  | Slimline Light, 1-1/2" x 1-3/8", (specify length), cULus, NSF (contact factory for price) |  | 0 | 0 | 0 |  | 0 | 0.00 | 0 | 0 |  | 0.0 |  | True | 1
|  |  | 1 | ea |  | Lamp type to be specified |  | 0 | 0 | 0 |  | 0 | 0.00 | 0 | 0 |  | 0.0 |  | True | 1
|  |  | 1 | ea |  | Remote Infinite, standard |  | 0 | 0 | 0 |  | 0 | 0.00 | 0 | 0 |  | 0.0 |  | True | 1
|  |  | 1 | ea |  | Wiring exit point to be specified |  | 0 | 0 | 0 |  | 0 | 0.00 | 0 | 0 |  | 0.0 |  | True | 1
|  |  | 1 | ea |  | Finish to be specified |  | 0 | 0 | 0 |  | 0 | 0.00 | 0 | 0 |  | 0.0 |  | True | 1
|  |  | 1 | ea |  | Tubing to be specified (NOTE: aluminum may be used only on above counter mounts) |  | 0 | 0 | 0 |  | 0 | 0.00 | 0 | 0 |  | 0.0 |  | True | 1
|  |  | 1 | ea |  | Finish to be specified |  | 0 | 0 | 0 |  | 0 | 0.00 | 0 | 0 |  | 0.0 |  | True | 1
|  |  | 1 | ea |  | 1" radius corner, standard |  | 0 | 0 | 0 |  | 0 | 0.00 | 0 | 0 |  | 0.0 |  | True | 1
768 |  |  | 0 |  | SpareNo | SpareNo |  | 0 | 0 | 0 |  | 0 | 0.00 | 0 | 0 |  | 0.0 |  | True | 0 | SpareNo
769 |  |  | 0 |  | SpareNo | SpareNo |  | 0 | 0 | 0 |  | 0 | 0.00 | 0 | 0 |  | 0.0 |  | True | 0 | SpareNo
770 |  |  | 0 |  | SpareNo | SpareNo |  | 0 | 0 | 0 |  | 0 | 0.00 | 0 | 0 |  | 0.0 |  | True | 0 | SpareNo
771 | Hatco | GRNM-36 | 1 | ea | FOOD WARMER | Glo-Ray® Narrow Max Infrared Strip Heater, 36" L, tubular metal heater rod, single heater rod housing, stainless steel housing with angle mounting bracket, 1000 watts, cULus, UL EPH Classified, Made in USA | 0.0018416 | 272 | 272 | 543 | 50 | 271.5 | 10.00 | 0 | 0 | 100 | 0.0 |  | True | 1
|  |  | 1 |  |  | NOTE: Sale of this product must comply with Hatco's Minimum Resale Price Policy; consult order acknowledgement for details |  | 0 | 0 | 0 |  | 0 | 0.00 | 0 | 0 |  | 0.0 |  | True | 1
|  |  | 1 |  |  | NOTE: Includes 24/7 parts & service assistance, call 800-558-0607 |  | 0 | 0 | 0 |  | 0 | 0.00 | 0 | 0 |  | 0.0 |  | True | 1
|  |  | 1 |  |  | One year on-site parts & labor warranty, plus one additional year parts only warranty on all Glo-Ray metal sheathed elements |  | 0 | 0 | 0 |  | 0 | 0.00 | 0 | 0 |  | 0.0 |  | True | 1
|  |  | 1 |  |  | 120v/60/1-ph |  | 0 | 0 | 0 |  | 0 | 0.00 | 0 | 0 |  | 0.0 |  | True | 1
| Hatco | NO CONTROL | 1 | ea |  | No control included, requires selection of RMB2 control box |  | 0 | 0 | 0 |  | 0 | 0.00 | 0 | 0 |  | 0.0 |  | True | 1
|  |  | 1 |  |  | NOTE: If the current rating is under 20 amps. then select an RMB2-1R & RMB3-1R, if the current rating is between 20 & 40 amps select the RMB2-2R & RMB3-2R, RMB2-2R has (2) 20 amp outputs & RMB3-2R has (2) 15 amp outlets |  | 0 | 0 | 0 |  | 0 | 0.00 | 0 | 0 |  | 0.0 |  | True | 1
|  |  | 1 |  |  | NOTE: Requires selection of RMB2 control |  | 0 | 0 | 0 |  | 0 | 0.00 | 0 | 0 |  | 0.0 |  | True | 1
771 |  |  | 0 |  | SpareNo | SpareNo |  | 0 | 0 | 0 |  | 0 | 0.00 | 0 | 0 |  | 0.0 |  | True | 0 | SpareNo
772 | Wells | RCP-500 | 1 | ea | REFRIGERATED COLD WELL | Cold Food Well Unit, drop-in, self-contained refrigeration, (5) 12" x 20" pan capacity, on/off switch with individual thermostatic controls, insulated pan, 1" drain, stainless steel inner liner, top & flange, steel exterior body, R-404A refrigerant, 1/2 HP, 115v/60/1-ph, 6.4 amps, NEMA 5-15P, NSF, cULus | 5.6873e-05 | 9539.5425 | 9539.54 | 19078 | 50 | 9539 | 278.00 | 0 | 0 | 85 | 36.50000 |  | True | 1
|  |  | 1 |  |  | Note: Must specify voltage and phase |  | 0 | 0 | 0 |  | 0 | 0.00 | 0 | 0 |  | 0.0 |  | True | 1
|  |  | 1 |  |  | Warranty; 1 year parts and labor, standard |  | 0 | 0 | 0 |  | 0 | 0.00 | 0 | 0 |  | 0.0 |  | True | 1
773 | BSI | ZG9930 | 1 | ea | SNEEZE GUARD | ZGuard® Food Shield, single, self-service, fully adjustable, 20-1/2" height, 14" wide tempered glass top & lower sneeze guard, 1" diameter tubing double supports, cULus (Contact factory for price) |  | 0 | 0 | 0 | 50 | 0 | 0.00 | 0 | 0 |  | 0.0 |  | True | 1
| BSI | 2580 | 1 | ea |  | Slimline Light, 1-1/2" x 1-3/8", (specify length), cULus, NSF (contact factory for price) |  | 0 | 0 | 0 |  | 0 | 0.00 | 0 | 0 |  | 0.0 |  | True | 1
|  |  | 1 | ea |  | Lamp type to be specified |  | 0 | 0 | 0 |  | 0 | 0.00 | 0 | 0 |  | 0.0 |  | True | 1
|  |  | 1 | ea |  | Remote Infinite, standard |  | 0 | 0 | 0 |  | 0 | 0.00 | 0 | 0 |  | 0.0 |  | True | 1
|  |  | 1 | ea |  | Wiring exit point to be specified |  | 0 | 0 | 0 |  | 0 | 0.00 | 0 | 0 |  | 0.0 |  | True | 1
|  |  | 1 | ea |  | Finish to be specified |  | 0 | 0 | 0 |  | 0 | 0.00 | 0 | 0 |  | 0.0 |  | True | 1
|  |  | 1 | ea |  | Tubing to be specified (NOTE: aluminum may be used only on above counter mounts) |  | 0 | 0 | 0 |  | 0 | 0.00 | 0 | 0 |  | 0.0 |  | True | 1
|  |  | 1 | ea |  | Finish to be specified |  | 0 | 0 | 0 |  | 0 | 0.00 | 0 | 0 |  | 0.0 |  | True | 1
|  |  | 1 | ea |  | 1" radius corner, standard |  | 0 | 0 | 0 |  | 0 | 0.00 | 0 | 0 |  | 0.0 |  | True | 1
774 | Wells | MOD-100TD/AF | 1 | ea | HOT FOOD WELL | Food Warmer, top-mount, drop-in, electric, auto-fill, (1) 12" x 20" pan opening with drain, wet/dry operation, thermostatic controls, 14" x 14" control panel, stainless steel interior, insulated aluminized steel housing, NSF, UL |  | 1792.5 | 1792.5 | 3585 | 50 | 1792.5 | 30.00 | 0 | 0 | 85 | 4.50000 |  | True | 1
|  |  | 1 |  |  | 1 year parts & labor warranty, standard |  | 0 | 0 | 0 |  | 0 | 0.00 | 0 | 0 |  | 0.0 |  | True | 1
|  |  | 1 |  |  | Note: Must specify voltage and phase |  | 0 | 0 | 0 |  | 0 | 0.00 | 0 | 0 |  | 0.0 |  | True | 1
|  |  | 1 | ea |  | 208/240v/60/1-ph, 1.24/1.65 kW |  | 0 | 0 | 0 |  | 0 | 0.00 | 0 | 0 | 85 | 0.0 |  | True | 1
775 |  |  | 0 |  | SpareNo | SpareNo |  | 0 | 0 | 0 |  | 0 | 0.00 | 0 | 0 |  | 0.0 |  | True | 0 | SpareNo
776 | BSI | ZG9930 | 1 | ea | SNEEZE GUARD | ZGuard® Food Shield, single, self-service, fully adjustable, 20-1/2" height, 14" wide tempered glass top & lower sneeze guard, 1" diameter tubing double supports, cULus (Contact factory for price) |  | 0 | 0 | 0 | 50 | 0 | 0.00 | 0 | 0 |  | 0.0 |  | True | 1
| BSI | 2580 | 1 | ea |  | Slimline Light, 1-1/2" x 1-3/8", (specify length), cULus, NSF (contact factory for price) |  | 0 | 0 | 0 |  | 0 | 0.00 | 0 | 0 |  | 0.0 |  | True | 1
|  |  | 1 | ea |  | Lamp type to be specified |  | 0 | 0 | 0 |  | 0 | 0.00 | 0 | 0 |  | 0.0 |  | True | 1
|  |  | 1 | ea |  | Remote Infinite, standard |  | 0 | 0 | 0 |  | 0 | 0.00 | 0 | 0 |  | 0.0 |  | True | 1
|  |  | 1 | ea |  | Wiring exit point to be specified |  | 0 | 0 | 0 |  | 0 | 0.00 | 0 | 0 |  | 0.0 |  | True | 1
|  |  | 1 | ea |  | Finish to be specified |  | 0 | 0 | 0 |  | 0 | 0.00 | 0 | 0 |  | 0.0 |  | True | 1
|  |  | 1 | ea |  | Tubing to be specified (NOTE: aluminum may be used only on above counter mounts) |  | 0 | 0 | 0 |  | 0 | 0.00 | 0 | 0 |  | 0.0 |  | True | 1
|  |  | 1 | ea |  | Finish to be specified |  | 0 | 0 | 0 |  | 0 | 0.00 | 0 | 0 |  | 0.0 |  | True | 1
|  |  | 1 | ea |  | 1" radius corner, standard |  | 0 | 0 | 0 |  | 0 | 0.00 | 0 | 0 |  | 0.0 |  | True | 1
777 | Hatco | GRNM-18 | 1 | ea | FOOD WARMER | Glo-Ray® Narrow Max Infrared Strip Heater, 18" L, tubular metal heater rod, single heater rod housing, steel housing in a variety of colors with angle mounting bracket, 450 watts, cULus, UL EPH Classified, Made in USA | 0.0021322 | 254.0405 | 254.04 | 507 | 50 | 253.5 | 7.00 | 0 | 0 | 100 | 0.0 |  | True | 1
|  |  | 1 |  |  | NOTE: Sale of this product must comply with Hatco's Minimum Resale Price Policy; consult order acknowledgement for details |  | 0 | 0 | 0 |  | 0 | 0.00 | 0 | 0 |  | 0.0 |  | True | 1
|  |  | 1 |  |  | NOTE: Includes 24/7 parts & service assistance, call 800-558-0607 |  | 0 | 0 | 0 |  | 0 | 0.00 | 0 | 0 |  | 0.0 |  | True | 1
|  |  | 1 |  |  | One year on-site parts & labor warranty, plus one additional year parts only warranty on all Glo-Ray metal sheathed elements |  | 0 | 0 | 0 |  | 0 | 0.00 | 0 | 0 |  | 0.0 |  | True | 1
|  |  | 1 |  |  | 120v/60/1-ph |  | 0 | 0 | 0 |  | 0 | 0.00 | 0 | 0 |  | 0.0 |  | True | 1
| Hatco | NO CONTROL | 1 | ea |  | No control included, requires selection of RMB2 control box |  | 0 | 0 | 0 |  | 0 | 0.00 | 0 | 0 |  | 0.0 |  | True | 1
|  |  | 1 |  |  | NOTE: If the current rating is under 20 amps. then select an RMB2-1R & RMB3-1R, if the current rating is between 20 & 40 amps select the RMB2-2R & RMB3-2R, RMB2-2R has (2) 20 amp outputs & RMB3-2R has (2) 15 amp outlets |  | 0 | 0 | 0 |  | 0 | 0.00 | 0 | 0 |  | 0.0 |  | True | 1
|  |  | 1 |  |  | NOTE: Requires selection of RMB2 control |  | 0 | 0 | 0 |  | 0 | 0.00 | 0 | 0 |  | 0.0 |  | True | 1
778 | Custom Design |  | 1 | ea | RECESSED CUTTING BOARD |  |  | 0 | 0 | 0 |  | 0 | 0.00 | 0 | 0 |  | 0.0 |  | True | 0
782 |  |  | 0 |  | SpareNo | SpareNo |  | 0 | 0 | 0 |  | 0 | 0.00 | 0 | 0 |  | 0.0 |  | True | 0 | SpareNo
780 |  |  | 0 |  | SpareNo | SpareNo |  | 0 | 0 | 0 |  | 0 | 0.00 | 0 | 0 |  | 0.0 |  | True | 0 | SpareNo
781 | Custom Fabrication | STAINLESS STEEL | 1 | ea | UNDER COUNTER REFIGERATOR WITH DOORS AND NSF#7 RAIL |  |  | 0 | 0 | 0 |  | 0 | 0.00 | 0 | 0 |  | 0.0 |  | True | 0
782 | BSI | ZG9930 | 1 | ea | SNEEZE GUARD | ZGuard® Food Shield, single, self-service, fully adjustable, 20-1/2" height, 14" wide tempered glass top & lower sneeze guard, 1" diameter tubing double supports, cULus (Contact factory for price) |  | 0 | 0 | 0 | 50 | 0 | 0.00 | 0 | 0 |  | 0.0 |  | True | 1
| BSI | 2580 | 1 | ea |  | Slimline Light, 1-1/2" x 1-3/8", (specify length), cULus, NSF (contact factory for price) |  | 0 | 0 | 0 |  | 0 | 0.00 | 0 | 0 |  | 0.0 |  | True | 1
|  |  | 1 | ea |  | Lamp type to be specified |  | 0 | 0 | 0 |  | 0 | 0.00 | 0 | 0 |  | 0.0 |  | True | 1
|  |  | 1 | ea |  | Remote Infinite, standard |  | 0 | 0 | 0 |  | 0 | 0.00 | 0 | 0 |  | 0.0 |  | True | 1
|  |  | 1 | ea |  | Wiring exit point to be specified |  | 0 | 0 | 0 |  | 0 | 0.00 | 0 | 0 |  | 0.0 |  | True | 1
|  |  | 1 | ea |  | Finish to be specified |  | 0 | 0 | 0 |  | 0 | 0.00 | 0 | 0 |  | 0.0 |  | True | 1
|  |  | 1 | ea |  | Tubing to be specified (NOTE: aluminum may be used only on above counter mounts) |  | 0 | 0 | 0 |  | 0 | 0.00 | 0 | 0 |  | 0.0 |  | True | 1
|  |  | 1 | ea |  | Finish to be specified |  | 0 | 0 | 0 |  | 0 | 0.00 | 0 | 0 |  | 0.0 |  | True | 1
|  |  | 1 | ea |  | 1" radius corner, standard |  | 0 | 0 | 0 |  | 0 | 0.00 | 0 | 0 |  | 0.0 |  | True | 1
783 | Wells | MOD-300TDAF | 1 | ea | HOT FOOD WELL | Food Warmer, top-mount, built-in, electric, auto-fill, (3) 12" x 20" openings, drain with one valve, wet/dry operation, thermostatic control, stainless steel interior, insulated aluminum steel housing, WellsLok™, UL, NSF |  | 4259 | 4259 | 8518 | 50 | 4259 | 90.00 | 0 | 0 | 85 | 10.54000 |  | True | 1
|  |  | 1 |  |  | 1 year parts & labor warranty, standard |  | 0 | 0 | 0 |  | 0 | 0.00 | 0 | 0 |  | 0.0 |  | True | 1
|  |  | 1 |  |  | Note: Must specify voltage and phase |  | 0 | 0 | 0 |  | 0 | 0.00 | 0 | 0 |  | 0.0 |  | True | 1
|  |  | 1 | ea |  | 208/240v/60/1-ph or 3-ph, 1.24/1.65 kW per well, field wired (field convertible) |  | 0 | 0 | 0 |  | 0 | 0.00 | 0 | 0 | 85 | 0.0 |  | True | 1
784 | BSI | ZG9930 | 1 | ea | SNEEZE GUARD | ZGuard® Food Shield, single, self-service, fully adjustable, 20-1/2" height, 14" wide tempered glass top & lower sneeze guard, 1" diameter tubing double supports, cULus (Contact factory for price) |  | 0 | 0 | 0 | 50 | 0 | 0.00 | 0 | 0 |  | 0.0 |  | True | 1
| BSI | 2580 | 1 | ea |  | Slimline Light, 1-1/2" x 1-3/8", (specify length), cULus, NSF (contact factory for price) |  | 0 | 0 | 0 |  | 0 | 0.00 | 0 | 0 |  | 0.0 |  | True | 1
|  |  | 1 | ea |  | Lamp type to be specified |  | 0 | 0 | 0 |  | 0 | 0.00 | 0 | 0 |  | 0.0 |  | True | 1
|  |  | 1 | ea |  | Remote Infinite, standard |  | 0 | 0 | 0 |  | 0 | 0.00 | 0 | 0 |  | 0.0 |  | True | 1
|  |  | 1 | ea |  | Wiring exit point to be specified |  | 0 | 0 | 0 |  | 0 | 0.00 | 0 | 0 |  | 0.0 |  | True | 1
|  |  | 1 | ea |  | Finish to be specified |  | 0 | 0 | 0 |  | 0 | 0.00 | 0 | 0 |  | 0.0 |  | True | 1
|  |  | 1 | ea |  | Tubing to be specified (NOTE: aluminum may be used only on above counter mounts) |  | 0 | 0 | 0 |  | 0 | 0.00 | 0 | 0 |  | 0.0 |  | True | 1
|  |  | 1 | ea |  | Finish to be specified |  | 0 | 0 | 0 |  | 0 | 0.00 | 0 | 0 |  | 0.0 |  | True | 1
|  |  | 1 | ea |  | 1" radius corner, standard |  | 0 | 0 | 0 |  | 0 | 0.00 | 0 | 0 |  | 0.0 |  | True | 1
785 |  |  | 0 |  | SpareNo | SpareNo |  | 0 | 0 | 0 |  | 0 | 0.00 | 0 | 0 |  | 0.0 |  | True | 0 | SpareNo
786 | Hatco | GRNM-48 | 1 | ea | FOOD WARMER | Glo-Ray® Narrow Max Infrared Strip Heater, 48" L, tubular metal heater rod, single heater rod housing, stainless steel housing with angle mounting bracket, 1300 watts, cULus, UL EPH Classified, Made in USA |  | 314 | 314 | 628 | 50 | 314 | 13.00 | 0 | 0 | 100 | 0.0 |  | True | 1
|  |  | 1 |  |  | NOTE: Sale of this product must comply with Hatco's Minimum Resale Price Policy; consult order acknowledgement for details |  | 0 | 0 | 0 |  | 0 | 0.00 | 0 | 0 |  | 0.0 |  | True | 1
|  |  | 1 |  |  | NOTE: Includes 24/7 parts & service assistance, call 800-558-0607 |  | 0 | 0 | 0 |  | 0 | 0.00 | 0 | 0 |  | 0.0 |  | True | 1
|  |  | 1 |  |  | One year on-site parts & labor warranty, plus one additional year parts only warranty on all Glo-Ray metal sheathed elements |  | 0 | 0 | 0 |  | 0 | 0.00 | 0 | 0 |  | 0.0 |  | True | 1
|  |  | 1 |  |  | 120v/60/1-ph |  | 0 | 0 | 0 |  | 0 | 0.00 | 0 | 0 |  | 0.0 |  | True | 1
| Hatco | NO CONTROL | 1 | ea |  | No control included, requires selection of RMB2 control box |  | 0 | 0 | 0 |  | 0 | 0.00 | 0 | 0 |  | 0.0 |  | True | 1
|  |  | 1 |  |  | NOTE: If the current rating is under 20 amps. then select an RMB2-1R & RMB3-1R, if the current rating is between 20 & 40 amps select the RMB2-2R & RMB3-2R, RMB2-2R has (2) 20 amp outputs & RMB3-2R has (2) 15 amp outlets |  | 0 | 0 | 0 |  | 0 | 0.00 | 0 | 0 |  | 0.0 |  | True | 1
|  |  | 1 |  |  | NOTE: Requires selection of RMB2 control |  | 0 | 0 | 0 |  | 0 | 0.00 | 0 | 0 |  | 0.0 |  | True | 1
786 | Hatco | GRNM-42 | 1 | ea | FOOD WARMER | Glo-Ray® Narrow Max Infrared Strip Heater, 42" L, tubular metal heater rod, single heater rod housing, stainless steel housing with angle mounting bracket, 1175 watts, cULus, UL EPH Classified, Made in USA | 0.0014514 | 345 | 345 | 689 | 50 | 344.5 | 11.00 | 0 | 0 | 100 | 0.0 |  | True | 1
|  |  | 1 |  |  | NOTE: Sale of this product must comply with Hatco's Minimum Resale Price Policy; consult order acknowledgement for details |  | 0 | 0 | 0 |  | 0 | 0.00 | 0 | 0 |  | 0.0 |  | True | 1
|  |  | 1 |  |  | NOTE: Includes 24/7 parts & service assistance, call 414-671-6350 |  | 0 | 0 | 0 |  | 0 | 0.00 | 0 | 0 |  | 0.0 |  | True | 1
|  |  | 1 |  |  | One year on-site parts & labor warranty, plus one additional year parts only warranty on all Glo-Ray metal sheathed elements |  | 0 | 0 | 0 |  | 0 | 0.00 | 0 | 0 |  | 0.0 |  | True | 1
|  |  | 1 |  |  | 120v/60/1-ph |  | 0 | 0 | 0 |  | 0 | 0.00 | 0 | 0 |  | 0.0 |  | True | 1
| Hatco | NO CONTROL | 1 | ea |  | No control included, requires selection of RMB2 control box |  | 0 | 0 | 0 |  | 0 | 0.00 | 0 | 0 |  | 0.0 |  | True | 1
|  |  | 1 |  |  | NOTE: If the current rating is under 20 amps. then select an RMB2-1R & RMB3-1R, if the current rating is between 20 & 40 amps select the RMB2-2R & RMB3-2R, RMB2-2R has (2) 20 amp outputs & RMB3-2R has (2) 15 amp outlets |  | 0 | 0 | 0 |  | 0 | 0.00 | 0 | 0 |  | 0.0 |  | True | 1
|  |  | 1 |  |  | NOTE: Requires selection of RMB2 control |  | 0 | 0 | 0 |  | 0 | 0.00 | 0 | 0 |  | 0.0 |  | True | 1
787 | Custom Fabrication | STAINLESS STEEL | 1 | ea | REFRIGERATED GRAB AND GO |  |  | 0 | 0 | 0 |  | 0 | 0.00 | 0 | 0 |  | 0.0 |  | True | 0
787 | Wells | RCP-100 | 1 | ea | REFRIGERATED COLD WELL | Cold Food Well Unit, drop-in, self-contained refrigeration, (1) 12" x 20" pan capacity, on/off switch with thermostatic controls, insulated pan, 1" drain, stainless steel inner liner, top & flange, steel exterior body, R-134A refrigerant, 1/4 HP, 115v/60/1-ph, 5.5 amps, NEMA 5-15P, NSF, cULus |  | 6517 | 6517 | 13034 | 50 | 6517 | 89.00 | 0 | 0 | 85 | 9.50000 |  | True | 1
|  |  | 1 |  |  | Note: Must specify voltage and phase |  | 0 | 0 | 0 |  | 0 | 0.00 | 0 | 0 |  | 0.0 |  | True | 1
|  |  | 1 |  |  | Warranty; 1 year parts and labor, standard |  | 0 | 0 | 0 |  | 0 | 0.00 | 0 | 0 |  | 0.0 |  | True | 1
788 | Custom Fabrication | STAINLESS STEEL | 1 | ea | PASTRY CASE WITH REFRIGERATED BASE |  |  | 0 | 0 | 0 |  | 0 | 0.00 | 0 | 0 |  | 0.0 |  | True | 0
788 | OS&E | POS SYSTEM | 1 | ea | SELF PAY POS SYSTEM | BY OS&E |  | 0 | 0 | 0 |  | 0 | 0.00 | 0 | 0 |  | 0.0 |  | True | 0
789 |  |  | 0 |  | SpareNo | SpareNo |  | 0 | 0 | 0 |  | 0 | 0.00 | 0 | 0 |  | 0.0 |  | True | 0 | SpareNo
790 |  |  | 0 |  | SpareNo | SpareNo |  | 0 | 0 | 0 |  | 0 | 0.00 | 0 | 0 |  | 0.0 |  | True | 0 | SpareNo
791 | Custom Fabrication | STAINLESS STEEL | 1 | ea | SERVICE COUNTER |  |  | 0 | 0 | 0 |  | 0 | 0.00 | 0 | 0 |  | 0.0 |  | True | 0
792 | Advance Tabco | 7-PS-42 | 1 | ea | DROP-IN HAND SINK | Recessed Hand Sink, 14"W x 10"D x 5" deep sink bowl, includes: 4" OC deck mounted gooseneck faucet with aerator, soap & paper towel dispensers, 4"H side splashes, 304 stainless steel, NSF (countertop opening not to exceed 17-1/4" (front to back) x 17-3/8" (left to right)) | 0.00037523 | 1954.7332 | 1954.73 | 3908 | 50 | 1954 | 30.00 | 0 | 0 | 100 | 2.00000 |  | True | 1
| Advance Tabco | K-316-LU | 1 | ea |  | Wrist Handles Only, for splash or deck mount hand sink faucet (1 pair hot & cold 4" long blades), fits faucets supplied after November 2015 with hot & cold color rings that do not have exposed screw head |  | 83.5 | 83.5 | 167 | 50 | 83.5 | 2.00 | 0 | 0 | 77.5 | 0.0 |  | True | 1
| Advance Tabco | 7-PS-10 | 1 | ea |  | P-trap, heavy duty, 1-1/2", 17 gauge |  | 93.5 | 93.5 | 187 | 50 | 93.5 | 1.00 | 0 | 0 | 77.5 | 0.0 |  | True | 1
793 | Custom Fabrication | STAINLESS STEEL | 1 | ea | TRASH CHUTE |  |  | 0 | 0 | 0 |  | 0 | 0.00 | 0 | 0 |  | 0.0 |  | True | 0
794 | Rubbermaid | 1971258 | 1 | ea | TRASH RECEPTACLE | Slim Jim® Container, 16 gallon, 22"L x 11"W x 25"H, with venting channels, molded-in handles, general purpose waste, open type without lid, high-impact plastic construction, gray, Made in USA | 0.0089992 | 37 | 37 | 73.34 | 50 | 36.67 | 6.50 | 0 | 0 |  | 0.0 |  | True | 4
795 |  |  | 0 |  | SpareNo | SpareNo |  | 0 | 0 | 0 |  | 0 | 0.00 | 0 | 0 |  | 0.0 |  | True | 0 | SpareNo
796 | Custom Fabrication | STAINLESS STEEL | 1 | ea | PASTRY CASE WITH REFRIGERATED BASE |  |  | 0 | 0 | 0 |  | 0 | 0.00 | 0 | 0 |  | 0.0 |  | True | 0
793 | Advance Tabco | 7-PS-42 | 1 | ea | RECESSED HAND SINK | Recessed Hand Sink, 14"W x 10"D x 5" deep sink bowl, includes: 4" OC deck mounted gooseneck faucet with aerator, soap & paper towel dispensers, 4"H side splashes, 304 stainless steel, NSF (countertop opening not to exceed 17-1/4" (front to back) x 17-3/8" (left to right)) | 0.00028145 | 1777 | 1777 | 3553 | 50 | 1776.5 | 30.00 | 0 | 0 | 100 | 2.00000 |  | True | 1
795 |  |  | 0 |  | SpareNo | SpareNo |  | 0 | 0 | 0 |  | 0 | 0.00 | 0 | 0 |  | 0.0 |  | True | 0 | SpareNo
796 | OS&E | POS SYSTEM | 1 | ea | SELF PAY POS SYSTEM | BY OS&E |  | 0 | 0 | 0 |  | 0 | 0.00 | 0 | 0 |  | 0.0 |  | True | 0
797 | OS&e | OS&E | 1 | ea | POS PRINTER | BY OS&E |  | 0 | 0 | 0 |  | 0 | 0.00 | 0 | 0 |  | 0.0 |  | True | 0
798 | OS&e | OS&E | 1 | ea | POS SYSTEM | BY OS&E |  | 0 | 0 | 0 |  | 0 | 0.00 | 0 | 0 |  | 0.0 |  | True | 0
799 |  |  | 0 |  | SpareNo | SpareNo |  | 0 | 0 | 0 |  | 0 | 0.00 | 0 | 0 |  | 0.0 |  | True | 0 | SpareNo
800 |  |  | 0 |  | SpareNo | SpareNo |  | 0 | 0 | 0 |  | 0 | 0.00 | 0 | 0 |  | 0.0 |  | True | 0 | SpareNo
801 | OS&E | OS&E | 1 | ea | CHAIR | BY OS&E |  | 0 | 0 | 0 |  | 0 | 0.00 | 0 | 0 |  | 0.0 |  | True | 0
801 | Custom Fabrication | MILLWORK | 1 | ea | SWING DOOR |  |  | 0 | 0 | 0 |  | 0 | 0.00 | 0 | 0 |  | 0.0 |  | True | 0
802 | Custom Design |  | 1 | ea | BACK BARISTA COUNTER WITH SINK |  |  | 0 | 0 | 0 |  | 0 | 0.00 | 0 | 0 |  | 0.0 |  | True | 0
803 | Advance Tabco | D-12-IBL | 1 | ea | DROP IN ICE BIN | Ice Bin, drop-in, 23-lb ice capacity, 12”W x 18”D x 14" deep overall (bin size 8"W x 13-5/8"D x 11" deep), removable stainless steel sliding cover, insulated, 1" diameter drain, NSF (cutout size 9-5/8" x 15-1/4") | 0.00069686 | 790.0502 | 790.05 | 1579 | 50 | 789.5 | 22.00 | 0 | 0 | 175 | 3.00000 |  | True | 1
804 | Custom Design |  | 1 | ea | PICK UP COFFEE COUNTER TOP |  |  | 0 | 0 | 0 |  | 0 | 0.00 | 0 | 0 |  | 0.0 |  | True | 0
804 | Vitamix | 36019-ABAB | 1 | ea | BLENDER | The Quiet One® Twist Lock Blender, countertop, 48 oz. (1.4 liter) capacity, clear Tritan™ BPA free Advance® container, 24-1/2"H with lid open, stackable, removable compact twist lock cover, (6) touch control buttons with (34) program options, includes: Advance® blade assembly & lid, 3-peak HP, 120v/50/60/1-ph, 15.0 amps, NEMA 5-15P, RoHs compliant, CE, cULus, NSF | 0.00027676 | 1328.2525 | 1328.25 | 2655.77 | 50 | 1327.885 | 23.10 | 0 | 0 | 85 | 2.30000 |  | True | 1
|  |  | 1 |  |  | 3 years warranty on motor base parts & 1 year warranty on labor, standard |  | 0 | 0 | 0 |  | 0 | 0.00 | 0 | 0 |  | 0.0 |  | True | 1
805 |  |  | 0 |  | SpareNo | SpareNo |  | 0 | 0 | 0 |  | 0 | 0.00 | 0 | 0 |  | 0.0 |  | True | 0 | SpareNo
806 | Glastender | UMRF | 1 | ea | GLASS RINSER | Undercounter Mount Rinser Faucet, 5"W x 9"D, integrated C-channel sides, rear deck area with pre-punched screw holes for mounting to underside of bar top, water pressure regulator & plumbing installation kit included, welded 18 gauge stainless steel construction, ETL-Sanitation | 0.0011834 | 423 | 423 | 845 | 50 | 422.5 | 8.00 | 0 | 0 | 175 | 0.0 |  | True | 1
|  |  | 1 |  |  | NOTE: Must install backflow prevention device conforming to ANSI/ASSE 1022 or ANSI/ASSE 1024 to meet plumbing code (not included) |  | 0 | 0 | 0 |  | 0 | 0.00 | 0 | 0 |  | 0.0 |  | True | 1
807 | Custom Design |  | 1 | ea | DUMP SINK |  |  | 0 | 0 | 0 |  | 0 | 0.00 | 0 | 0 |  | 0.0 |  | True | 0
807 | True Mfg. - General Foodservice | TUC-24-HC~SPEC3 | 1 | ea | UNDER COUNTER REFRIGERATOR | SPEC SERIES® Undercounter Refrigerator, 33 - 38°F, SPEC Package 3 includes: 16-ga. stainless steel top, (1) heavy stainless steel door, steel handle, door lock standard, (2) gray PVC coated adjustable wire shelves, electronic temperature control with digital temperature display, stainless steel sides & back, stainless steel interior, (4) recessed castors, front breathing, R290 Hydrocarbon refrigerant, 1/6 HP, 115v/60/1-ph, 2.0 amps, NEMA 5-15P, cULus, UL EPH Classified, CE, Made in USA | 0.00010468 | 4681.49 | 4681.49 | 9362 | 50 | 4681 | 155.00 | 0 | 0 | 150 | 23.00000 |  | True | 1
|  |  | 1 |  |  | Note: Due to the continued supply chain issues in the industry all True pricing is tentative based on final production dates. Any units ordered that will be produced on or after October 1st, 2022 may be subject to additional pricing escalators. Please contact your True representative for final lead times. |  | 0 | 0 | 0 |  | 0 | 0.00 | 0 | 0 |  | 0.0 |  | True | 1
|  |  | 1 |  |  | Right Hand, Standard: Unit comes with field reversible hinges and is built with hinging on right side of unit. |  | 0 | 0 | 0 |  | 0 | 0.00 | 0 | 0 |  | 0.0 |  | True | 1
|  |  | 1 |  |  | Self-contained refrigeration standard |  | 0 | 0 | 0 |  | 0 | 0.00 | 0 | 0 |  | 0.0 |  | True | 1
|  |  | 1 |  |  | Warranty - 7 year compressor (self-contained only), please visit www.Truemfg.com for specifics |  | 0 | 0 | 0 |  | 0 | 0.00 | 0 | 0 |  | 0.0 |  | True | 1
|  |  | 1 |  |  | Warranty - 5 year parts and labor, please visit www.Truemfg.com for specifics |  | 0 | 0 | 0 |  | 0 | 0.00 | 0 | 0 |  | 0.0 |  | True | 1
|  |  | 1 |  |  | NOTE: Four (4) stationary castors. 31-5/8" (804 mm) work surface height. Two (2) front leg levelers included with unit for alternate use. No other castor/leg options are available for this model. |  | 0 | 0 | 0 |  | 0 | 0.00 | 0 | 0 |  | 0.0 |  | True | 1
808 | BUNN | BLACK AND WHITE 3CTM | 1 | ea | EXPRESSO MACHINE |  |  | 0 | 0 | 0 | 50 | 0 | 0.00 | 0 | 0 |  | 0.0 |  | True | 0
809 |  |  | 0 |  | SpareNo | SpareNo |  | 0 | 0 | 0 |  | 0 | 0.00 | 0 | 0 |  | 0.0 |  | True | 0 | SpareNo
810 |  |  | 0 |  | SpareNo | SpareNo |  | 0 | 0 | 0 |  | 0 | 0.00 | 0 | 0 |  | 0.0 |  | True | 0 | SpareNo
810 | Dispense-Rite | ADJ-2 | 2 | ea | Cup Dispenser | Cup Dispenser, in-counter, adjustable, two spring (F & P), accommodates cups 8 oz. to 44 oz. with rim diameter range 3" - 4-5/8", ring bezel 6-7/8", 22" long, stainless steel construction, for paper, plastic and foam cups in vertical, horizontal or angled mounting, NSF |  | 86 | 172 | 172 | 50 | 86 | 5.00 | 0 | 0 | ups | 0.0 |  | True | 6
|  |  | 2 | ea |  | 1 year limited warranty, standard |  | 0 | 0 | 0 |  | 0 | 0.00 | 0 | 0 |  | 0.0 |  | True | 1
811 | Custom Fabrication | STAINLESS STEEL | 1 | ea | TRASH CHUTE |  |  | 0 | 0 | 0 |  | 0 | 0.00 | 0 | 0 |  | 0.0 |  | True | 0
812 | Rubbermaid | 1971258 | 1 | ea | TRASH RECEPTACLE | Slim Jim® Container, 16 gallon, 22"L x 11"W x 25"H, with venting channels, molded-in handles, general purpose waste, open type without lid, high-impact plastic construction, gray, Made in USA | 0.0089992 | 37 | 37 | 73.34 | 50 | 36.67 | 6.50 | 0 | 0 |  | 0.0 |  | True | 4
813 | Custom Design |  | 1 | ea | DUMP SINK |  |  | 0 | 0 | 0 |  | 0 | 0.00 | 0 | 0 |  | 0.0 |  | True | 0
813 | BUNN | 20900.0008 | 1 | ea | COFFEE BREWER | 20900.0008 Dual® Coffee Brewer, Portable, mechanical thermostat, brews 16.3 gallons per hour capacity, black plastic funnel, 1 batch-size setting, electronic timer & grinder interface, upper hot water faucet, variable water bypass, includes (2) GPR servers (20950.0004), 4" black adjustable legs, stainless steel, 120/208v/60/1-ph, 5990 watts, 28.8 amps, 20-90 psi, 1/4" male NPT, UL, NSF |  | 1616 | 1616 | 3232 | 50 | 1616 | 92.46 | 0 | 0 | 175 | 11.10100 |  | True | 1
|  |  | 1 |  |  | Equipment discount category net prices must be rounded to the nearest dollar |  | 0 | 0 | 0 |  | 0 | 0.00 | 0 | 0 |  | 0.0 |  | True | 1
814 | Custom Fabrication | STAINLESS STEEL | 1 | ea | TRASH CHUTE |  |  | 0 | 0 | 0 |  | 0 | 0.00 | 0 | 0 |  | 0.0 |  | True | 0
814 | True Mfg. - General Foodservice | TUC-48-HC | 1 | ea | Undercounter Refrigerator | Undercounter Refrigerator, 33 - 38°F, (2) stainless steel doors, (4) PVC coated adjustable wire shelves, stainless steel top & sides, aluminum interior with stainless steel floor, 5" castors, R290 Hydrocarbon refrigerant, 1/5 HP, 115v/60/1-ph, 3.0 amps, NEMA 5-15P, cULus, UL EPH Classified, CE, Made in USA | 9.3153e-05 | 5368 | 5368 | 10735 | 50 | 5367.5 | 260.00 | 0 | 0 | 150 | 47.00000 |  | True | 1
|  |  | 1 |  |  | Self-contained refrigeration standard |  | 0 | 0 | 0 |  | 0 | 0.00 | 0 | 0 |  | 0.0 |  | True | 1
|  |  | 1 |  |  | Warranty - 7 year compressor (self-contained only), please visit www.Truemfg.com for specifics |  | 0 | 0 | 0 |  | 0 | 0.00 | 0 | 0 |  | 0.0 |  | True | 1
|  |  | 1 |  |  | Warranty - 5 year parts & labor, please visit www.Truemfg.com for specifics |  | 0 | 0 | 0 |  | 0 | 0.00 | 0 | 0 |  | 0.0 |  | True | 1
| True Mfg. - General Foodservice | 980207FI | 1 | ea |  | Exterior Digital Thermometer, rectangular, Fahrenheit/Celsius (Factory install only) | 0.00055525 | 901 | 901 | 1801 | 50 | 900.5 | 0.00 | 0 | 0 |  | 0.0 |  | True | 1
|  |  | 1 |  |  | Castors, 1-1/2" (31-7/8" work surface height = LP) | 0.0015504 | 323 | 323 | 645 | 50 | 322.5 | 0.00 | 0 | 0 |  | 0.0 |  | True | 1
815 |  |  | 0 |  | SpareNo | SpareNo |  | 0 | 0 | 0 |  | 0 | 0.00 | 0 | 0 |  | 0.0 |  | True | 0 | SpareNo
816 | Rubbermaid | 1971258 | 1 | ea | TRASH RECEPTACLE | Slim Jim® Container, 16 gallon, 22"L x 11"W x 25"H, with venting channels, molded-in handles, general purpose waste, open type without lid, high-impact plastic construction, gray, Made in USA | 0.0089992 | 37 | 37 | 73.34 | 50 | 36.67 | 6.50 | 0 | 0 |  | 0.0 |  | True | 4
816 | Custom Fabrication | STAINLESS STEEL | 1 | ea | PASS THRU WINDOW WITH SHELF |  |  | 0 | 0 | 0 |  | 0 | 0.00 | 0 | 0 |  | 0.0 |  | True | 0
817 | Hatco | GRAH-48 | 1 | ea | FOOD WARMER | Glo-Ray® Infrared Strip Heater, 72" W, high wattage, tubular metal heater rod, single heater rod housing, aluminum construction, 1725 watts, NSF, CE, cULus, Made in USA | 0.0015949 | 339.0399 | 339.04 | 677 | 50 | 338.5 | 17.00 | 0 | 0 | 100 | 0.0 |  | True | 1
|  |  | 1 |  |  | NOTE: Sale of this product must comply with Hatco's Minimum Resale Price Policy; consult order acknowledgement for details |  | 0 | 0 | 0 |  | 0 | 0.00 | 0 | 0 |  | 0.0 |  | True | 1
|  |  | 1 |  |  | NOTE: Includes 24/7 parts & service assistance, call 800-558-0607 |  | 0 | 0 | 0 |  | 0 | 0.00 | 0 | 0 |  | 0.0 |  | True | 1
|  |  | 1 |  |  | One year on-site parts & labor warranty, plus one additional year parts only warranty on all Glo-Ray metal sheathed elements |  | 0 | 0 | 0 |  | 0 | 0.00 | 0 | 0 |  | 0.0 |  | True | 1
|  |  | 1 |  |  | 120v/60/1-ph |  | 0 | 0 | 0 |  | 0 | 0.00 | 0 | 0 |  | 0.0 |  | True | 1
| Hatco | BLT TOG-1 | 1 |  |  | (1) Built-in toggle control (remote recommended) (available at time of purchase only) |  | 0 | 0 | 0 |  | 0 | 0.00 | 0 | 0 |  | 0.0 |  | True | 1
|  |  | 1 |  |  | No Tandem selection |  | 0 | 0 | 0 |  | 0 | 0.00 | 0 | 0 |  | 0.0 |  | True | 1
| Hatco | STANDARD | 1 |  |  | Clear Anodized Aluminum housing, finish, standard (available at time of purchase only) |  | 0 | 0 | 0 |  | 0 | 0.00 | 0 | 0 |  | 0.0 |  | True | 1
817 | True Mfg. - General Foodservice | TUC-60-ADA-HC | 2 | ea | Undercounter Refrigerator | Undercounter Refrigerator, 34" working height, 33 - 38°F, (2) stainless steel doors, (4) PVC coated adjustable wire shelves, stainless steel top & sides, aluminum interior with stainless steel floor, 3" castors, R290 Hydrocarbon refrigerant, 1/4 HP, 115v/60/1-ph, 4.0 amps, NEMA 5-15P, cULus, UL EPH Classified, ADA Compliant, Made in USA | 8.3942e-05 | 5957 | 11914 | 11913 | 50 | 5956.5 | 325.00 | 0 | 0 | 150 | 68.00000 |  | True | 1
|  |  | 2 |  |  | Note: Due to the continued supply chain issues in the industry all True pricing is tentative based on final production dates. Any units ordered that will be produced on or after October 1st, 2022 may be subject to additional pricing escalators. Please contact your True representative for final lead times. |  | 0 | 0 | 0 |  | 0 | 0.00 | 0 | 0 |  | 0.0 |  | True | 1
|  |  | 2 |  |  | Self-contained refrigeration standard |  | 0 | 0 | 0 |  | 0 | 0.00 | 0 | 0 |  | 0.0 |  | True | 1
|  |  | 2 |  |  | Warranty - 7 year compressor (self-contained only), please visit www.Truemfg.com for specifics |  | 0 | 0 | 0 |  | 0 | 0.00 | 0 | 0 |  | 0.0 |  | True | 1
|  |  | 2 |  |  | Warranty - 5 year parts and labor, please visit www.Truemfg.com for specifics |  | 0 | 0 | 0 |  | 0 | 0.00 | 0 | 0 |  | 0.0 |  | True | 1
818 | True Mfg. - General Foodservice | TUC-24-HC~SPEC3 | 1 | ea | UNDER COUNTER REFRIGERATOR | SPEC SERIES® Undercounter Refrigerator, 33 - 38°F, SPEC Package 3 includes: 16-ga. stainless steel top, (1) heavy stainless steel door, steel handle, door lock standard, (2) gray PVC coated adjustable wire shelves, electronic temperature control with digital temperature display, stainless steel sides & back, stainless steel interior, (4) recessed castors, front breathing, R290 Hydrocarbon refrigerant, 1/6 HP, 115v/60/1-ph, 2.0 amps, NEMA 5-15P, cULus, UL EPH Classified, CE, Made in USA | 0.00010468 | 4777 | 4777 | 9553 | 50 | 4776.5 | 155.00 | 0 | 0 | 150 | 23.00000 |  | True | 1
|  |  | 1 |  |  | Note: Due to the continued supply chain issues in the industry all True pricing is tentative based on final production dates. Any units ordered that will be produced on or after October 1st, 2022 may be subject to additional pricing escalators. Please contact your True representative for final lead times. |  | 0 | 0 | 0 |  | 0 | 0.00 | 0 | 0 |  | 0.0 |  | True | 1
|  |  | 1 |  |  | Right Hand, Standard: Unit comes with field reversible hinges and is built with hinging on right side of unit. |  | 0 | 0 | 0 |  | 0 | 0.00 | 0 | 0 |  | 0.0 |  | True | 1
|  |  | 1 |  |  | Self-contained refrigeration standard |  | 0 | 0 | 0 |  | 0 | 0.00 | 0 | 0 |  | 0.0 |  | True | 1
|  |  | 1 |  |  | Warranty - 7 year compressor (self-contained only), please visit www.Truemfg.com for specifics |  | 0 | 0 | 0 |  | 0 | 0.00 | 0 | 0 |  | 0.0 |  | True | 1
|  |  | 1 |  |  | Warranty - 5 year parts and labor, please visit www.Truemfg.com for specifics |  | 0 | 0 | 0 |  | 0 | 0.00 | 0 | 0 |  | 0.0 |  | True | 1
|  |  | 1 |  |  | NOTE: Four (4) stationary castors. 31-5/8" (804 mm) work surface height. Two (2) front leg levelers included with unit for alternate use. No other castor/leg options are available for this model. |  | 0 | 0 | 0 |  | 0 | 0.00 | 0 | 0 |  | 0.0 |  | True | 1
819 |  |  | 0 |  | SpareNo | SpareNo |  | 0 | 0 | 0 |  | 0 | 0.00 | 0 | 0 |  | 0.0 |  | True | 0 | SpareNo
820 |  |  | 0 |  | SpareNo | SpareNo |  | 0 | 0 | 0 |  | 0 | 0.00 | 0 | 0 |  | 0.0 |  | True | 0 | SpareNo
821 | True Mfg. - General Foodservice | TUC-27F-HC | 1 | ea | UNDERCOUNTER FREEZER | Undercounter Freezer, -10°F, (1) stainless steel door, (2) PVC coated adjustable wire shelves, stainless steel top, front & sides, clear coated aluminum interior with stainless steel floor, 5" castors, R290 Hydrocarbon refrigerant, 1/4 HP, 115v/60/1-ph, 2.3 amps, NEMA 5-15P, cULus, UP EPH Classified, CE, Made in USA, ENERGY STAR® |  | 4300 | 4300 | 8600 | 50 | 4300 | 190.00 | 0 | 0 | 150 | 28.00000 |  | True | 1
|  |  | 1 |  |  | Self-contained refrigeration standard |  | 0 | 0 | 0 |  | 0 | 0.00 | 0 | 0 |  | 0.0 |  | True | 1
|  |  | 1 |  |  | Warranty - 7 year compressor (self-contained only), please visit www.Truemfg.com for specifics |  | 0 | 0 | 0 |  | 0 | 0.00 | 0 | 0 |  | 0.0 |  | True | 1
|  |  | 1 |  |  | Warranty - 5 year parts & labor, please visit www.Truemfg.com for specifics |  | 0 | 0 | 0 |  | 0 | 0.00 | 0 | 0 |  | 0.0 |  | True | 1
|  |  | 1 |  |  | Right Hand, Standard: Unit comes with field reversible hinges & is built with hinging on right side of unit. |  | 0 | 0 | 0 |  | 0 | 0.00 | 0 | 0 |  | 0.0 |  | True | 1
|  |  | 1 |  |  | Castors, 1-1/2" (31-7/8" work surface height = LP) | 0.0015504 | 323 | 323 | 645 | 50 | 322.5 | 0.00 | 0 | 0 |  | 0.0 |  | True | 1
822 | Hatco | FSHC-17W1D | 2 | ea | HEATED HOLDING CABINET | Flav-R-Savor® Humidified Holding Cabinet, single opening with (2) Dutch doors, (17 pair) universal slides 3" OC adjustable on 1-1/2" OC, stainless steel construction, 5" swivel casters (two swivel with wheels locks, two rigid), NSF, cULus, Made in USA |  | 6661 | 13322 | 13322 | 50 | 6661 | 360.00 | 0 | 0 | 100 | 0.0 |  | True | 1
|  |  | 1 |  |  | NOTE: Sale of this product must comply with Hatco's Minimum Resale Price Policy; consult order acknowledgement for details |  | 0 | 0 | 0 |  | 0 | 0.00 | 0 | 0 |  | 0.0 |  | True | 1
|  |  | 1 |  |  | NOTE: Includes 24/7 parts & service assistance, call 800-558-0607 |  | 0 | 0 | 0 |  | 0 | 0.00 | 0 | 0 |  | 0.0 |  | True | 1
|  |  | 2 |  |  | One year on-site parts & labor warranty, plus one additional year parts only warranty on all Flav-R-Savor® metal sheathed air heating elements |  | 0 | 0 | 0 |  | 0 | 0.00 | 0 | 0 |  | 0.0 |  | True | 1
|  |  | 2 |  |  | 120v/60/1-ph, 1650 watts, 13.8 amps, NEMA 5-15P (domestic voltage), standard |  | 0 | 0 | 0 |  | 0 | 0.00 | 0 | 0 |  | 0.0 |  | True | 1
|  |  | 2 |  |  | Standard Cord location: facing controls, right hand side panel, lower right corner |  | 0 | 0 | 0 |  | 0 | 0.00 | 0 | 0 |  | 0.0 |  | True | 1
823 |  |  | 0 |  | SpareNo | SpareNo |  | 0 | 0 | 0 |  | 0 | 0.00 | 0 | 0 |  | 0.0 |  | True | 0 | SpareNo
824 | Imperial | IHR-12SP | 1 | ea | SPEADER CABINET | Spec Series Heavy Duty Spreader Cabinet, 12"W, open cabinet base, bottom shelf, stainless steel front, sides, landing ledge & cabinet, 6" legs wtih adjustable feet, NSF | 0.00032541 | 1660.04 | 1660.04 | 3319 | 50 | 1659.5 | 150.00 | 0 | 0 | 92.5 | 0.0 |  | True | 1
|  |  | 1 |  |  | Limited one year parts and labor warranty, standard |  | 0 | 0 | 0 |  | 0 | 0.00 | 0 | 0 |  | 0.0 |  | True | 1
825 |  |  | 0 |  | SpareNo | SpareNo |  | 0 | 0 | 0 |  | 0 | 0.00 | 0 | 0 |  | 0.0 |  | True | 0 | SpareNo
826 | Imperial | IHR-GT36-M | 1 | ea | MODULAR GRIDDLE | Spec Series Heavy Duty Range, gas, 36"W, modular, griddle, 1" thick plate, 4"W grease gutter with 1 gallon can capacity, thermostatic controls, stainless steel front, sides, 5"D landing ledge &, backguard, 90,000 BTU, 26kW, cETLus, NSF | 5.4984e-05 | 9821.54 | 9821.54 | 19642 | 50 | 9821 | 415.00 | 0 | 0 | 92.5 | 0.0 |  | True | 1
|  |  | 1 |  |  | Limited one year parts and labor warranty, standard |  | 0 | 0 | 0 |  | 0 | 0.00 | 0 | 0 |  | 0.0 |  | True | 1
|  |  | 1 |  |  | Gas type to be specified |  | 0 | 0 | 0 |  | 0 | 0.00 | 0 | 0 |  | 0.0 |  | True | 1
|  |  | 1 |  |  | Standard 3/4" Rear gas connection (for single unit connection only) |  | 0 | 0 | 0 |  | 0 | 0.00 | 0 | 0 |  | 0.0 |  | True | 1
|  |  | 1 |  |  | Quick disconnect & flex hose with restraining device, 3/4" N.P.T. x 60" |  | 1028.5 | 1028.5 | 2057 | 50 | 1028.5 | 0.00 | 0 | 0 |  | 0.0 |  | True | 1
827 | Imperial | IHR-XX-SC-36 | 1 | ea | REFRIGERATED EQUIPMENT STAND | Spec Series Sizzle 'N Chill System, 36", (2) drawers, (4) pan capacity, digital thermostat, self-contained, includes drawer dividers, stainless steel front, drawer fronts, sides, guides & bearings, casters, 120v/60/1-ph, 1/5 HP, 6' cord & plug, 3.0 amps, cETLus, ETL-Sanitation |  | 17367.5 | 17367.5 | 34735 | 50 | 17367.5 | 470.00 | 0 | 0 | 92.5 | 0.0 |  | True | 1
|  |  | 1 |  |  | Limited one year parts and labor warranty, standard |  | 0 | 0 | 0 |  | 0 | 0.00 | 0 | 0 |  | 0.0 |  | True | 1
828 | Imperial | IFSCB-275 | 1 | ea | FRYER BATTERY | Fryer, gas, floor model, (2) battery, 75 lb. capacity each, built-in filter system, 5.5 GPM roller pump, snap action thermostat, drain station, cabinet, includes: food warmer, dump pan, joiner strips & filter start kit, stainless steel frypot, front, sides, landing ledge, & cabinet, casters, 120v/60/1-ph, 6.8 amps, 1/3 HP, 350,000 BTU, CSA Flame, CSA Star, NSF, CE |  | 31135.5 | 31135.5 | 62271 | 50 | 31135.5 | 720.00 | 0 | 0 | 85 | 0.0 |  | True | 1
|  |  | 1 |  |  | Limited one year parts and labor warranty, standard |  | 0 | 0 | 0 |  | 0 | 0.00 | 0 | 0 |  | 0.0 |  | True | 1
|  |  | 1 |  |  | Natural gas (must specify elevation if over 2000 ft) |  | 0 | 0 | 0 |  | 0 | 0.00 | 0 | 0 |  | 0.0 |  | True | 1
|  |  | 1 |  |  | Manifold gas shut-off valve (3/4" N.P.T.) |  | 90 | 90 | 180 | 50 | 90 | 0.00 | 0 | 0 |  | 0.0 |  | True | 1
|  |  | 1 |  |  | 115v/60/1-ph, 6.8 amps, filter motor voltage, 6 ft. cord with plug |  | 0 | 0 | 0 |  | 0 | 0.00 | 0 | 0 |  | 0.0 |  | True | 1
|  |  | 1 |  |  | 120v/60/1-ph, 1/3 HP, filter motor |  | 0 | 0 | 0 |  | 0 | 0.00 | 0 | 0 |  | 0.0 |  | True | 1
|  |  | 2 |  |  | Twin baskets (set of 2) | 0.0016694 | 543.4057 | 1086.82 | 1085 | 50 | 542.5 | 0.00 | 0 | 0 |  | 0.0 |  | True | 1
|  |  | 1 |  |  | Side drain board, left | 0.0013908 | 360 | 360 | 719 | 50 | 359.5 | 0.00 | 0 | 0 |  | 0.0 |  | True | 1
829 |  |  | 0 |  | SpareNo | SpareNo |  | 0 | 0 | 0 |  | 0 | 0.00 | 0 | 0 |  | 0.0 |  | True | 0 | SpareNo
830 |  |  | 0 |  | SpareNo | SpareNo |  | 0 | 0 | 0 |  | 0 | 0.00 | 0 | 0 |  | 0.0 |  | True | 0 | SpareNo
831 | Gaylord | ELXC-BB | 1 | ea | EXHAUST HOOD |  |  | 0 | 0 | 20300 | =Net= | 0 | 0.00 | 0 | 0 |  | 0.0 |  | True | 0
832 | Ansul | PIRAHNA | 1 | ea | FIRE SUPPRESSION SYSTEM |  | 0.050057 | 9188 | 9188 | 8750 |  | 8750 | 0.00 | 0 | 0 |  | 0.0 |  | True | 0
833 | Custom Design |  | 1 | ea | BACK COUNTER |  |  | 0 | 0 | 0 |  | 0 | 0.00 | 0 | 0 |  | 0.0 |  | True | 0
834 | Custom Fabrication | STAINLESS STEEL | 1 | ea | UNDER COUNTER REFIGERATOR WITH DOORS AND NSF#7 RAIL |  |  | 0 | 0 | 0 |  | 0 | 0.00 | 0 | 0 |  | 0.0 |  | True | 0
835 |  |  | 0 |  | SpareNo | SpareNo |  | 0 | 0 | 0 |  | 0 | 0.00 | 0 | 0 |  | 0.0 |  | True | 0 | SpareNo
836 | Custom Fabrication | STAINLESS STEEL | 1 | ea | TRASH CHUTE |  |  | 0 | 0 | 0 |  | 0 | 0.00 | 0 | 0 |  | 0.0 |  | True | 0
837 | Rubbermaid | 1971258 | 1 | ea | TRASH RECEPTACLE | Slim Jim® Container, 16 gallon, 22"L x 11"W x 25"H, with venting channels, molded-in handles, general purpose waste, open type without lid, high-impact plastic construction, gray, Made in USA | 0.0089992 | 37 | 37 | 73.34 | 50 | 36.67 | 6.50 | 0 | 0 |  | 0.0 |  | True | 4
838 | Advance Tabco | 7-PS-42 | 1 | ea | DROP-IN HAND SINK | Recessed Hand Sink, 14"W x 10"D x 5" deep sink bowl, includes: 4" OC deck mounted gooseneck faucet with aerator, soap & paper towel dispensers, 4"H side splashes, 304 stainless steel, NSF (countertop opening not to exceed 17-1/4" (front to back) x 17-3/8" (left to right)) | 0.00028145 | 1777 | 1777 | 3553 | 50 | 1776.5 | 30.00 | 0 | 0 | 100 | 2.00000 |  | True | 1
839 |  |  | 0 |  | SpareNo | SpareNo |  | 0 | 0 | 0 |  | 0 | 0.00 | 0 | 0 |  | 0.0 |  | True | 0 | SpareNo
839 | Gaylord | COMMAND CENTER | 1 | ea | HOOD CONTROL CABINET |  |  | 0 | 0 | 0 |  | 0 | 0.00 | 0 | 0 |  | 0.0 |  | True | 0
840 |  |  | 0 |  | SpareNo | SpareNo |  | 0 | 0 | 0 |  | 0 | 0.00 | 0 | 0 |  | 0.0 |  | True | 0 | SpareNo
841 | Custom Fabrication | MILLWORK | 1 | ea | BEVERAGE/CONDIMENT COUNTER |  |  | 0 | 0 | 0 |  | 0 | 0.00 | 0 | 0 |  | 0.0 |  | True | 0
842 | Vendor | BY VENDOR | 1 | ea | SODA AND ICE DISPENSER | BY OS&E |  | 0 | 0 | 0 |  | 0 | 0.00 | 0 | 0 |  | 0.0 |  | True | 0
843 | Scotsman | NS0422W-1 | 1 | ea | ICE MACHINE | Prodigy Plus® Ice Maker, nugget style, Original Chewable Ice®, water-cooled, self-contained condenser, production capacity up to 455 lb/24 hours at 70°/50° (397 lb AHRI certified at 90°/70°), sealed maintenance-free bearings, AutoAlert™ indicating lights, unit specific QR code, stainless auger and evaporator, one-touch cleaning, stainless steel finish, AgION™ antimicrobial protection, R-404A refrigerant, 115v/60/1-ph, 12.1 amps, NSF, cULus, engineered and assembled in USA |  | 5545.5 | 5545.5 | 11091 | 50 | 5545.5 | 172.00 | 0 | 0 | 92.5 | 12.20000 |  | True | 1
|  |  | 1 |  |  | NOTE: Sale of this product must comply with Scotsman's MSRP Policy; contact your Scotsman representative for details |  | 0 | 0 | 0 |  | 0 | 0.00 | 0 | 0 |  | 0.0 |  | True | 1
|  |  | 1 |  |  | 3 year parts & labor warranties |  | 0 | 0 | 0 |  | 0 | 0.00 | 0 | 0 |  | 0.0 |  | True | 1
|  |  | 1 |  |  | 5 year parts on compressor |  | 0 | 0 | 0 |  | 0 | 0.00 | 0 | 0 |  | 0.0 |  | True | 1
|  |  | 1 |  |  | NOTE: Kit(s) required for all modular nugget ice machines placed on a dispenser; contact your Scotsman representative for details |  | 0 | 0 | 0 |  | 0 | 0.00 | 0 | 0 |  | 0.0 |  | True | 1
844 | Scotsman | AP1-P | 1 | ea | WATER FILTRATION SYSTEM | AquaPatrol™ Plus Water Filtration System, single system, 2.1 gallons per minute max flow, designed for cubers up to 650 lb, and for flakers, nuggets & nugget dispensers up to 1,200 lb, cULus, NSF |  | 298 | 298 | 596 | 50 | 298 | 7.00 | 0 | 0 | 92.5 | 0.72917 |  | True | 1
|  |  | 1 |  |  | NOTE: Sale of this product must comply with Scotsman's MSRP Policy; contact your Scotsman representative for details |  | 0 | 0 | 0 |  | 0 | 0.00 | 0 | 0 |  | 0.0 |  | True | 1
845 |  |  | 0 |  | SpareNo | SpareNo |  | 0 | 0 | 0 |  | 0 | 0.00 | 0 | 0 |  | 0.0 |  | True | 0 | SpareNo
846 | BUNN | 36700.0059 | 1 | ea | ICED TEA BREWER | 36700.0059 TB3Q Iced Tea Brewer, 3-gallon capacity single brewer, 26.7 gallon/hour, quick disconnect, SplashGard® funnel, Quickbrew system(dispensers sold separately), 120v/60/1-ph, 1730w, 14.4amps, NEMA 5-15P, cord attached, UL, NSF |  | 0 | 0 | 1078 |  | 0 | 37.01 | 0 | 0 | 150 | 7.23200 |  | True | 1 | BY VENDOR
|  |  | 1 |  |  | Equipment discount category net prices must be rounded to the nearest dollar |  | 0 | 0 | 0 |  | 0 | 0.00 | 0 | 0 |  | 0.0 |  | True | 1 | BY VENDOR
847 | Newco | LCD TOUCH | 1 | ea | BEVERAGE DISPENSER |  |  | 0 | 0 | 0 |  | 0 | 0.00 | 0 | 0 |  | 0.0 |  | True | 0
848 | Custom Fabrication | STAINLESS STEEL | 1 | ea | BEVERAGE TROUGH |  |  | 0 | 0 | 0 |  | 0 | 0.00 | 0 | 0 |  | 0.0 |  | True | 0
842 | BUNN | 02500.0001 | 1 | ea | HOT WATER DISPENSER | 02500.0001 HW2 Hot Water Dispenser, 2 gallon capacity, 4.2 gallon/hr capacity, 200° setting, includes drip tray, stainless steel exterior, plumbed, 120v/60/1-ph, 1800w, 15amps, NEMA 5-15P, UL, NSF |  | 502 | 502 | 1004 | 50 | 502 | 20.15 | 0 | 0 | 100 | 3.11100 |  | True | 1
|  |  | 1 |  |  | Equipment discount category net prices must be rounded to the nearest dollar |  | 0 | 0 | 0 |  | 0 | 0.00 | 0 | 0 |  | 0.0 |  | True | 1
843 | BUNN | 20900.0008 | 1 | ea | COFFEE BREWER | 20900.0008 Dual® Coffee Brewer, Portable, mechanical thermostat, brews 16.3 gallons per hour capacity, black plastic funnel, 1 batch-size setting, electronic timer & grinder interface, upper hot water faucet, variable water bypass, includes (2) GPR servers (20950.0004), 4" black adjustable legs, stainless steel, 120/208v/60/1-ph, 5990 watts, 28.8 amps, 20-90 psi, 1/4" male NPT, UL, NSF |  | 0 | 0 | 3232 |  | 0 | 92.46 | 0 | 0 | 175 | 11.10100 |  | True | 1 | BY VENDOR
|  |  | 1 |  |  | Equipment discount category net prices must be rounded to the nearest dollar |  | 0 | 0 | 0 |  | 0 | 0.00 | 0 | 0 |  | 0.0 |  | True | 1 | BY VENDOR
844 | BUNN | 36700.0059 | 1 | ea | ICED TEA BREWER | 36700.0059 TB3Q Iced Tea Brewer, 3-gallon capacity single brewer, 26.7 gallon/hour, quick disconnect, SplashGard® funnel, Quickbrew system(dispensers sold separately), 120v/60/1-ph, 1730w, 14.4amps, NEMA 5-15P, cord attached, UL, NSF |  | 0 | 0 | 1078 |  | 0 | 37.01 | 0 | 0 | 150 | 7.23200 |  | True | 1 | BY VENDOR
|  |  | 1 |  |  | Equipment discount category net prices must be rounded to the nearest dollar |  | 0 | 0 | 0 |  | 0 | 0.00 | 0 | 0 |  | 0.0 |  | True | 1 | BY VENDOR
845 |  |  | 0 |  | SpareNo | SpareNo |  | 0 | 0 | 0 |  | 0 | 0.00 | 0 | 0 |  | 0.0 |  | True | 0 | SpareNo
846 | Vendor | BY VENDOR | 1 | ea | SODA AND ICE DISPENSER | BY OS&E |  | 0 | 0 | 0 |  | 0 | 0.00 | 0 | 0 |  | 0.0 |  | True | 0
847 | Scotsman | NS0422W-1 | 1 | ea | ICE MACHINE | Prodigy Plus® Ice Maker, nugget style, Original Chewable Ice®, water-cooled, self-contained condenser, production capacity up to 455 lb/24 hours at 70°/50° (397 lb AHRI certified at 90°/70°), sealed maintenance-free bearings, AutoAlert™ indicating lights, unit specific QR code, stainless auger and evaporator, one-touch cleaning, stainless steel finish, AgION™ antimicrobial protection, R-404A refrigerant, 115v/60/1-ph, 12.1 amps, NSF, cULus, engineered and assembled in USA |  | 4296 | 4296 | 8592 | 50 | 4296 | 172.00 | 0 | 0 | 92.5 | 12.20000 |  | True | 1
|  |  | 1 |  |  | NOTE: Sale of this product must comply with Scotsman's MSRP Policy; contact your Scotsman representative for details |  | 0 | 0 | 0 |  | 0 | 0.00 | 0 | 0 |  | 0.0 |  | True | 1
|  |  | 1 |  |  | 3 year parts & labor warranties |  | 0 | 0 | 0 |  | 0 | 0.00 | 0 | 0 |  | 0.0 |  | True | 1
|  |  | 1 |  |  | 5 year parts on compressor |  | 0 | 0 | 0 |  | 0 | 0.00 | 0 | 0 |  | 0.0 |  | True | 1
|  |  | 1 |  |  | NOTE: Kit(s) required for all modular nugget ice machines placed on a dispenser; contact your Scotsman representative for details |  | 0 | 0 | 0 |  | 0 | 0.00 | 0 | 0 |  | 0.0 |  | True | 1
848 | Scotsman | AP1-P | 1 | ea | WATER FILTRATION SYSTEM | AquaPatrol™ Plus Water Filtration System, single system, 2.1 gallons per minute max flow, designed for cubers up to 650 lb, and for flakers, nuggets & nugget dispensers up to 1,200 lb, cULus, NSF |  | 224 | 224 | 448 | 50 | 224 | 7.00 | 0 | 0 | 92.5 | 0.72917 |  | True | 1
|  |  | 1 |  |  | NOTE: Sale of this product must comply with Scotsman's MSRP Policy; contact your Scotsman representative for details |  | 0 | 0 | 0 |  | 0 | 0.00 | 0 | 0 |  | 0.0 |  | True | 1
849 |  |  | 0 |  | SpareNo | SpareNo |  | 0 | 0 | 0 |  | 0 | 0.00 | 0 | 0 |  | 0.0 |  | True | 0 | SpareNo
850 |  |  | 0 |  | SpareNo | SpareNo |  | 0 | 0 | 0 |  | 0 | 0.00 | 0 | 0 |  | 0.0 |  | True | 0 | SpareNo
851 | OS&E |  | 2 | ea | CONDIMENT DISPENSER | BY OS&E |  | 0 | 0 | 0 |  | 0 | 0.00 | 0 | 0 |  | 0.0 |  | True | 0
|  |  | 0 |  |  | OUTPATIENT CAFE |  | 0 | 0 | 0 |  | 0 | 0.00 | 0 | 0 |  | 0.0 |  | True | 0
852 | OS&E |  | 2 | ea | LID DISPENSER | BY OS&E |  | 0 | 0 | 0 |  | 0 | 0.00 | 0 | 0 |  | 0.0 |  | True | 0
853 | OS&E |  | 2 | ea | NAPKIN DISPENSER | BY OS&E |  | 0 | 0 | 0 |  | 0 | 0.00 | 0 | 0 |  | 0.0 |  | True | 0
854 | ACP | RMS10TSA | 1 | ea | Microwave Oven | Amana® Commercial Microwave Oven, 0.8 cu. ft. capacity, 1000 watts, low volume, 4-stage cooking, (5) power levels, touchpad controls, (20) memory settings, 30-minute max cooking time, interlock safety switch, audible end of cycle signal, LED display, side hinged door with tempered glass, LED lighted interior, stainless steel interior & exterior, 120v/60/1-ph, 13.0 amps, 15 MCA, 1500 watts (total), cord, NEMA 5-15P, cETLus, ETL-Sanitation |  | 520 | 520 | 1040 | 50 | 520 | 37.00 | 0 | 0 | ups | 0.0 |  | True | 1
|  |  | 1 |  |  | 3-year limited warranty (1 year full) |  | 0 | 0 | 0 |  | 0 | 0.00 | 0 | 0 |  | 0.0 |  | True | 1
855 |  |  | 0 |  | SpareNo | SpareNo |  | 0 | 0 | 0 |  | 0 | 0.00 | 0 | 0 |  | 0.0 |  | True | 0 | SpareNo
856 | Custom Design |  | 1 | ea | BACK COUNTER WITH SINK |  |  | 0 | 0 | 0 |  | 0 | 0.00 | 0 | 0 |  | 0.0 |  | True | 0
857 | Advance Tabco | 7-PS-42 | 1 | ea | DROP-IN HAND SINK | Recessed Hand Sink, 14"W x 10"D x 5" deep sink bowl, includes: 4" OC deck mounted gooseneck faucet with aerator, soap & paper towel dispensers, 4"H side splashes, 304 stainless steel, NSF (countertop opening not to exceed 17-1/4" (front to back) x 17-3/8" (left to right)) | 0.00028145 | 1954.55 | 1954.55 | 3908 | 50 | 1954 | 30.00 | 0 | 0 | 100 | 2.00000 |  | True | 1
858 | Custom Fabrication | STAINLESS STEEL | 1 | ea | TRASH CHUTE |  |  | 0 | 0 | 0 |  | 0 | 0.00 | 0 | 0 |  | 0.0 |  | True | 0
859 |  |  | 0 |  | SpareNo | SpareNo |  | 0 | 0 | 0 |  | 0 | 0.00 | 0 | 0 |  | 0.0 |  | True | 0 | SpareNo
860 |  |  | 0 |  | SpareNo | SpareNo |  | 0 | 0 | 0 |  | 0 | 0.00 | 0 | 0 |  | 0.0 |  | True | 0 | SpareNo
861 | Rubbermaid | 1971258 | 1 | ea | TRASH RECEPTACLE | Slim Jim® Container, 16 gallon, 22"L x 11"W x 25"H, with venting channels, molded-in handles, general purpose waste, open type without lid, high-impact plastic construction, gray, Made in USA | 0.0089992 | 37 | 37 | 73.34 | 50 | 36.67 | 6.50 | 0 | 0 |  | 0.0 |  | True | 4
853 | BUNN | 20900.0008 | 1 | ea | COFFEE BREWER | 20900.0008 Dual® Coffee Brewer, Portable, mechanical thermostat, brews 16.3 gallons per hour capacity, black plastic funnel, 1 batch-size setting, electronic timer & grinder interface, upper hot water faucet, variable water bypass, includes (2) GPR servers (20950.0004), 4" black adjustable legs, stainless steel, 120/208v/60/1-ph, 5990 watts, 28.8 amps, 20-90 psi, 1/4" male NPT, UL, NSF |  | 0 | 0 | 3232 |  | 0 | 92.46 | 0 | 0 | 175 | 11.10100 |  | True | 1 | BY VENDOR
|  |  | 1 |  |  | Equipment discount category net prices must be rounded to the nearest dollar |  | 0 | 0 | 0 |  | 0 | 0.00 | 0 | 0 |  | 0.0 |  | True | 1 | BY VENDOR
854 | BUNN | 36700.0059 | 1 | ea | ICED TEA BREWER | 36700.0059 TB3Q Iced Tea Brewer, 3-gallon capacity single brewer, 26.7 gallon/hour, quick disconnect, SplashGard® funnel, Quickbrew system(dispensers sold separately), 120v/60/1-ph, 1730w, 14.4amps, NEMA 5-15P, cord attached, UL, NSF |  | 0 | 0 | 1078 |  | 0 | 37.01 | 0 | 0 | 150 | 7.23200 |  | True | 1 | BY VENDOR
|  |  | 1 |  |  | Equipment discount category net prices must be rounded to the nearest dollar |  | 0 | 0 | 0 |  | 0 | 0.00 | 0 | 0 |  | 0.0 |  | True | 1 | BY VENDOR
855 |  |  | 0 |  | SpareNo | SpareNo |  | 0 | 0 | 0 |  | 0 | 0.00 | 0 | 0 |  | 0.0 |  | True | 0 | SpareNo
856 | Custom Fabrication | STAINLESS STEEL | 1 | ea | TRASH CHUTE |  |  | 0 | 0 | 0 |  | 0 | 0.00 | 0 | 0 |  | 0.0 |  | True | 0
857 | Rubbermaid | 1971258 | 1 | ea | TRASH RECEPTACLE | Slim Jim® Container, 16 gallon, 22"L x 11"W x 25"H, with venting channels, molded-in handles, general purpose waste, open type without lid, high-impact plastic construction, gray, Made in USA | 0.0089992 | 37 | 37 | 73.34 | 50 | 36.67 | 6.50 | 0 | 0 |  | 0.0 |  | True | 4
858 | Advance Tabco | 7-PS-42 | 1 | ea | RECESSED HAND SINK | Recessed Hand Sink, 14"W x 10"D x 5" deep sink bowl, includes: 4" OC deck mounted gooseneck faucet with aerator, soap & paper towel dispensers, 4"H side splashes, 304 stainless steel, NSF (countertop opening not to exceed 17-1/4" (front to back) x 17-3/8" (left to right)) | 0.00028145 | 1777 | 1777 | 3553 | 50 | 1776.5 | 30.00 | 0 | 0 | 100 | 2.00000 |  | True | 1
861 | Structural Concepts | B7132 | 1 | ea | REFRIGERATED GRAB AND GO | Oasis® Self-Service Refrigerated Merchandiser, 71-3/4"W, high profile, open front, (4) non-lighted shelves, top light, Breeze-E (Type ll) with EnergyWise self-contained refrigeration system, Blue Fin coated coil, one piece formed ABS plastic tub, black interior, full end panels with mirror, cETLus, ETL-Sanitation | 2.6888e-05 | 18596 | 18596 | 26565 | 30 | 18595.5 | 1200.00 | 0 | 0 | 150 | 0.0 |  | True | 1
|  |  | 1 |  |  | NOTE: If GFCI is required, a GFCI breaker MUST be used in lieu of a GFCI receptacle |  | 0 | 0 | 0 |  | 0 | 0.00 | 0 | 0 |  | 0.0 |  | True | 1
|  |  | 1 |  |  | 1 yr. parts & labor warranty, 5 yr. compressor warranty, standard |  | 0 | 0 | 0 |  | 0 | 0.00 | 0 | 0 |  | 0.0 |  | True | 1
|  |  | 1 |  |  | Breeze-E (Type II) with EnergyWise self-contained refrigeration, lower front air intake/upper front air discharge, standard |  | 0 | 0 | 0 |  | 0 | 0.00 | 0 | 0 |  | 0.0 |  | True | 1
|  |  | 1 |  |  | 208-240v/60/1ph, 15.32 amps, standard |  | 0 | 0 | 0 |  | 0 | 0.00 | 0 | 0 |  | 0.0 |  | True | 1
|  |  | 1 |  |  | 6 ft straight blade power cord NEMA 6-20P (base exit), standard |  | 0 | 0 | 0 |  | 0 | 0.00 | 0 | 0 |  | 0.0 |  | True | 1
|  |  | 1 |  |  | NOTE: Compressor air intake through lower front & channeled up rear & out upper front, front panel cannot be blocked |  | 0 | 0 | 0 |  | 0 | 0.00 | 0 | 0 |  | 0.0 |  | True | 1
|  |  | 1 |  |  | Base Support: Casters, with levelers, standard |  | 0 | 0 | 0 |  | 0 | 0.00 | 0 | 0 |  | 0.0 |  | True | 1
|  |  | 1 |  |  | Exterior: Wilsonart or Formica NON-PREMIUM laminate (Color chart available from factory rep or access color selections via www.wilsonart.com or www.formica.com) |  | 0 | 0 | 0 |  | 0 | 0.00 | 0 | 0 |  | 0.0 |  | True | 1
|  |  | 1 |  |  | NOTE: SCC will not be responsible for additional charges incurred for Premium or other Manufacturer's laminate selections not originally quoted |  | 0 | 0 | 0 |  | 0 | 0.00 | 0 | 0 |  | 0.0 |  | True | 1
|  |  | 1 |  |  | Lower front panel: Black, standard |  | 0 | 0 | 0 |  | 0 | 0.00 | 0 | 0 |  | 0.0 |  | True | 1
|  |  | 1 |  |  | Left end panel: Full with mirrored interior, metal edging, standard |  | 0 | 0 | 0 |  | 0 | 0.00 | 0 | 0 |  | 0.0 |  | True | 1
|  |  | 1 |  |  | Right end panel: Full with mirrored interior, metal edging, standard |  | 0 | 0 | 0 |  | 0 | 0.00 | 0 | 0 |  | 0.0 |  | True | 1
|  |  | 1 |  |  | Exterior back panel: Solid back panel, black painted, standard |  | 0 | 0 | 0 |  | 0 | 0.00 | 0 | 0 |  | 0.0 |  | True | 1
|  |  | 1 |  |  | Digital fahrenheit thermometer, standard |  | 0 | 0 | 0 |  | 0 | 0.00 | 0 | 0 |  | 0.0 |  | True | 1
|  |  | 1 |  |  | Lights: LED 4000K w/ frosted lens, standard |  | 0 | 0 | 0 |  | 0 | 0.00 | 0 | 0 |  | 0.0 |  | True | 1
862 | Structural Concepts | B3632 | 1 | ea | REFRIGERATED GRAB AND GO | Oasis® Self-Service Refrigerated Merchandiser, 36-3/4"W, high profile, open front, (4) non-lighted metal shelves, top light, Breeze-E (Type ll) with EnergyWise self-contained refrigeration system, Blue Fin coated coil, one piece formed ABS plastic tub, black interior, full end panels with mirror, cETLus, ETL-Sanitation | 3.3606e-05 | 14879 | 14879 | 21255 | 30 | 14878.5 | 850.00 | 0 | 0 | 150 | 0.0 |  | True | 1
|  |  | 1 |  |  | NOTE: If GFCI is required, a GFCI breaker MUST be used in lieu of a GFCI receptacle |  | 0 | 0 | 0 |  | 0 | 0.00 | 0 | 0 |  | 0.0 |  | True | 1
|  |  | 1 |  |  | 1 yr. parts & labor warranty, 5 yr. compressor warranty, standard |  | 0 | 0 | 0 |  | 0 | 0.00 | 0 | 0 |  | 0.0 |  | True | 1
|  |  | 1 |  |  | Breeze-E (Type II) with EnergyWise self-contained refrigeration, lower front air intake/upper front air discharge, standard |  | 0 | 0 | 0 |  | 0 | 0.00 | 0 | 0 |  | 0.0 |  | True | 1
|  |  | 1 |  |  | 110-120v/60/1ph, 16.0 amps, standard |  | 0 | 0 | 0 |  | 0 | 0.00 | 0 | 0 |  | 0.0 |  | True | 1
|  |  | 1 |  |  | 6 ft straight blade power cord NEMA 5-20P (base exit), standard |  | 0 | 0 | 0 |  | 0 | 0.00 | 0 | 0 |  | 0.0 |  | True | 1
|  |  | 1 |  |  | NOTE: Compressor air intake through lower front & channeled up rear & out upper front, front panel cannot be blocked |  | 0 | 0 | 0 |  | 0 | 0.00 | 0 | 0 |  | 0.0 |  | True | 1
|  |  | 1 |  |  | Base Support: Casters, with levelers, standard |  | 0 | 0 | 0 |  | 0 | 0.00 | 0 | 0 |  | 0.0 |  | True | 1
|  |  | 1 |  |  | Exterior: Wilsonart or Formica NON-PREMIUM laminate (Color chart available from factory rep or access color selections via www.wilsonart.com or www.formica.com) |  | 0 | 0 | 0 |  | 0 | 0.00 | 0 | 0 |  | 0.0 |  | True | 1
|  |  | 1 |  |  | NOTE: SCC will not be responsible for additional charges incurred for Premium or other Manufacturer's laminate selections not originally quoted |  | 0 | 0 | 0 |  | 0 | 0.00 | 0 | 0 |  | 0.0 |  | True | 1
|  |  | 1 |  |  | Lower front panel: Black, standard |  | 0 | 0 | 0 |  | 0 | 0.00 | 0 | 0 |  | 0.0 |  | True | 1
|  |  | 1 |  |  | Left end panel: Full with mirrored interior, metal edging, standard |  | 0 | 0 | 0 |  | 0 | 0.00 | 0 | 0 |  | 0.0 |  | True | 1
|  |  | 1 |  |  | Right end panel: Full with mirrored interior, metal edging, standard |  | 0 | 0 | 0 |  | 0 | 0.00 | 0 | 0 |  | 0.0 |  | True | 1
|  |  | 1 |  |  | Exterior back panel: Solid back panel, black painted, standard |  | 0 | 0 | 0 |  | 0 | 0.00 | 0 | 0 |  | 0.0 |  | True | 1
|  |  | 1 |  |  | Digital fahrenheit thermometer, standard |  | 0 | 0 | 0 |  | 0 | 0.00 | 0 | 0 |  | 0.0 |  | True | 1
|  |  | 1 |  |  | Lights: LED 4000K w/ frosted lens, standard |  | 0 | 0 | 0 |  | 0 | 0.00 | 0 | 0 |  | 0.0 |  | True | 1
862 | True Mfg. - General Foodservice | TUC-48-HC | 1 | ea | Undercounter Refrigerator | Undercounter Refrigerator, 33 - 38°F, (2) stainless steel doors, (4) PVC coated adjustable wire shelves, stainless steel top & sides, aluminum interior with stainless steel floor, 5" castors, R290 Hydrocarbon refrigerant, 1/5 HP, 115v/60/1-ph, 3.0 amps, NEMA 5-15P, cULus, UL EPH Classified, CE, Made in USA | 9.3153e-05 | 5368 | 5368 | 10735 | 50 | 5367.5 | 260.00 | 0 | 0 | 150 | 47.00000 |  | True | 1
|  |  | 1 |  |  | Self-contained refrigeration standard |  | 0 | 0 | 0 |  | 0 | 0.00 | 0 | 0 |  | 0.0 |  | True | 1
|  |  | 1 |  |  | Warranty - 7 year compressor (self-contained only), please visit www.Truemfg.com for specifics |  | 0 | 0 | 0 |  | 0 | 0.00 | 0 | 0 |  | 0.0 |  | True | 1
|  |  | 1 |  |  | Warranty - 5 year parts & labor, please visit www.Truemfg.com for specifics |  | 0 | 0 | 0 |  | 0 | 0.00 | 0 | 0 |  | 0.0 |  | True | 1
|  |  | 1 |  |  | Castors, 1-1/2" (31-7/8" work surface height = LP) | 0.0015504 | 323 | 323 | 645 | 50 | 322.5 | 0.00 | 0 | 0 |  | 0.0 |  | True | 1
863 | Custom Fabrication | MILLWORK | 1 | ea | DRY GOOD SHELVING |  |  | 0 | 0 | 0 |  | 0 | 0.00 | 0 | 0 |  | 0.0 |  | True | 0
863 | BUNN | 43500.0010 | 1 | ea | SELF-SERVE COFFEE MACHINE |  |  | 0 | 0 | 0 | 50 | 0 | 0.00 | 0 | 0 |  | 0.0 |  | True | 0
864 | BUNN | 36700.0059 | 1 | ea | ICED TEA BREWER | 36700.0059 TB3Q Iced Tea Brewer, 3-gallon capacity single brewer, 26.7 gallon/hour, quick disconnect, SplashGard® funnel, Quickbrew system(dispensers sold separately), 120v/60/1-ph, 1730w, 14.4amps, NEMA 5-15P, cord attached, UL, NSF |  | 0 | 0 | 1078 |  | 0 | 37.01 | 0 | 0 | 150 | 7.23200 |  | True | 1 | BY VENDOR
|  |  | 1 |  |  | Equipment discount category net prices must be rounded to the nearest dollar |  | 0 | 0 | 0 |  | 0 | 0.00 | 0 | 0 |  | 0.0 |  | True | 1 | BY VENDOR
864 | Custom Fabrication | MILLWORK | 1 | ea | SWING DOOR |  |  | 0 | 0 | 0 |  | 0 | 0.00 | 0 | 0 |  | 0.0 |  | True | 0
865 |  |  | 0 |  | SpareNo | SpareNo |  | 0 | 0 | 0 |  | 0 | 0.00 | 0 | 0 |  | 0.0 |  | True | 0 | SpareNo
866 | True Mfg. - General Foodservice | STA1F-2HS-HC | 1 | ea | Reach-In Freezer | SPEC SERIES® Freezer, reach-in, -10°F, one-section, (2) stainless steel half doors with locks, cam-lift hinges, digital temperature control, (3) chrome shelves, LED interior lights, stainless steel front & sides, aluminum interior, 5" castors, R290 Hydrocarbon refrigerant, 1/2 HP, 115v/60/1-ph, 6.0 amps, NEMA 5-15P, cULus, UL EPH Classified, Made in USA | 3.4377e-05 | 11263.8872 | 11263.89 | 22527 | 50 | 11263.5 | 410.00 | 0 | 0 | 150 | 77.00000 |  | True | 1
|  |  | 1 |  |  | Warranty - 7 year compressor (self-contained only), please visit www.Truemfg.com for specifics |  | 0 | 0 | 0 |  | 0 | 0.00 | 0 | 0 |  | 0.0 |  | True | 1
|  |  | 1 |  |  | Warranty - 5 year parts & labor, please visit www.Truemfg.com for specifics |  | 0 | 0 | 0 |  | 0 | 0.00 | 0 | 0 |  | 0.0 |  | True | 1
|  |  | 1 |  |  | Door hinged right standard |  | 0 | 0 | 0 |  | 0 | 0.00 | 0 | 0 |  | 0.0 |  | True | 1
|  |  | 1 |  |  | (3) chrome shelves & shelf supports standard per section |  | 0 | 0 | 0 |  | 0 | 0.00 | 0 | 0 |  | 0.0 |  | True | 1
|  |  | 1 | st |  | 5" castors (set of 4), standard |  | 0 | 0 | 0 |  | 0 | 0.00 | 0 | 0 |  | 0.0 |  | True | 1
866 | OS&E | POS SYSTEM | 1 | ea | SELF PAY POS SYSTEM | BY OS&E |  | 0 | 0 | 0 |  | 0 | 0.00 | 0 | 0 |  | 0.0 |  | True | 0
867 | Custom Fabrication | STAINLESS STEEL | 1 | ea | SERVICE COUNTER WITH TRAY SLIDE |  |  | 0 | 0 | 0 |  | 0 | 0.00 | 0 | 0 |  | 0.0 |  | True | 0
867 | Structural Concepts | B3632 | 1 | ea | REFRIGERATED GRAB AND GO CASE | Oasis® Self-Service Refrigerated Merchandiser, 36-3/4"W, high profile, open front, (4) non-lighted metal shelves, top light, Breeze-E (Type ll) with EnergyWise self-contained refrigeration system, Blue Fin coated coil, one piece formed ABS plastic tub, black interior, full end panels with mirror, cETLus, ETL-Sanitation | 3.3606e-05 | 10627.8571 | 10627.86 | 21255 | 50 | 10627.5 | 850.00 | 0 | 0 | 150 | 0.0 |  | True | 1
|  |  | 1 |  |  | NOTE: If GFCI is required, a GFCI breaker MUST be used in lieu of a GFCI receptacle |  | 0 | 0 | 0 |  | 0 | 0.00 | 0 | 0 |  | 0.0 |  | True | 1
|  |  | 1 |  |  | 1 yr. parts & labor warranty, 5 yr. compressor warranty, standard |  | 0 | 0 | 0 |  | 0 | 0.00 | 0 | 0 |  | 0.0 |  | True | 1
|  |  | 1 |  |  | Breeze-E (Type II) with EnergyWise self-contained refrigeration, lower front air intake/upper front air discharge, standard |  | 0 | 0 | 0 |  | 0 | 0.00 | 0 | 0 |  | 0.0 |  | True | 1
|  |  | 1 |  |  | 110-120v/60/1ph, 16.0 amps, standard |  | 0 | 0 | 0 |  | 0 | 0.00 | 0 | 0 |  | 0.0 |  | True | 1
|  |  | 1 |  |  | 6 ft straight blade power cord NEMA 5-20P (base exit), standard |  | 0 | 0 | 0 |  | 0 | 0.00 | 0 | 0 |  | 0.0 |  | True | 1
|  |  | 1 |  |  | NOTE: Compressor air intake through lower front & channeled up rear & out upper front, front panel cannot be blocked |  | 0 | 0 | 0 |  | 0 | 0.00 | 0 | 0 |  | 0.0 |  | True | 1
|  |  | 1 |  |  | Base Support: Casters, with levelers, standard |  | 0 | 0 | 0 |  | 0 | 0.00 | 0 | 0 |  | 0.0 |  | True | 1
|  |  | 1 |  |  | Exterior: Wilsonart or Formica NON-PREMIUM laminate (Color chart available from factory rep or access color selections via www.wilsonart.com or www.formica.com) |  | 0 | 0 | 0 |  | 0 | 0.00 | 0 | 0 |  | 0.0 |  | True | 1
|  |  | 1 |  |  | NOTE: SCC will not be responsible for additional charges incurred for Premium or other Manufacturer's laminate selections not originally quoted |  | 0 | 0 | 0 |  | 0 | 0.00 | 0 | 0 |  | 0.0 |  | True | 1
|  |  | 1 |  |  | Lower front panel: Black, standard |  | 0 | 0 | 0 |  | 0 | 0.00 | 0 | 0 |  | 0.0 |  | True | 1
|  |  | 1 |  |  | Left end panel: Full with mirrored interior, metal edging, standard |  | 0 | 0 | 0 |  | 0 | 0.00 | 0 | 0 |  | 0.0 |  | True | 1
|  |  | 1 |  |  | Right end panel: Full with mirrored interior, metal edging, standard |  | 0 | 0 | 0 |  | 0 | 0.00 | 0 | 0 |  | 0.0 |  | True | 1
|  |  | 1 |  |  | Exterior back panel: Solid back panel, black painted, standard |  | 0 | 0 | 0 |  | 0 | 0.00 | 0 | 0 |  | 0.0 |  | True | 1
|  |  | 1 |  |  | Digital fahrenheit thermometer, standard |  | 0 | 0 | 0 |  | 0 | 0.00 | 0 | 0 |  | 0.0 |  | True | 1
|  |  | 1 |  |  | Lights: LED 4000K w/ frosted lens, standard |  | 0 | 0 | 0 |  | 0 | 0.00 | 0 | 0 |  | 0.0 |  | True | 1
868 | Structural Concepts | B4732 | 1 | ea | REFRIGERATED GRAB AND GO CASE | Oasis® Self-Service Refrigerated Merchandiser, 47-3/4"W, high profile, open front, (4) non-lighted shelves, top light, Breeze-E (Type ll) with EnergyWise self-contained refrigeration system, Blue Fin coated coil, one piece formed ABS plastic tub, black interior, full end panels with mirror, cETLus, ETL-Sanitation |  | 11430 | 11430 | 22860 | 50 | 11430 | 900.00 | 0 | 0 | 150 | 0.0 |  | True | 1
|  |  | 1 |  |  | NOTE: If GFCI is required, a GFCI breaker MUST be used in lieu of a GFCI receptacle |  | 0 | 0 | 0 |  | 0 | 0.00 | 0 | 0 |  | 0.0 |  | True | 1
|  |  | 1 |  |  | 1 yr. parts & labor warranty, 5 yr. compressor warranty, standard |  | 0 | 0 | 0 |  | 0 | 0.00 | 0 | 0 |  | 0.0 |  | True | 1
|  |  | 1 | ea |  | Breeze-E (Type II) with EnergyWise self-contained refrigeration, lower front air intake/upper front air discharge, standard |  | 0 | 0 | 0 |  | 0 | 0.00 | 0 | 0 |  | 0.0 |  | True | 1
|  |  | 1 |  |  | 208-240v/60/1ph, 9.55 amps, standard |  | 0 | 0 | 0 |  | 0 | 0.00 | 0 | 0 |  | 0.0 |  | True | 1
|  |  | 1 | ea |  | 6 ft straight blade power cord NEMA 6-20P (base exit), standard |  | 0 | 0 | 0 |  | 0 | 0.00 | 0 | 0 |  | 0.0 |  | True | 1
|  |  | 1 |  |  | NOTE: Compressor air intake through lower front & channeled up rear & out upper front, front panel cannot be blocked |  | 0 | 0 | 0 |  | 0 | 0.00 | 0 | 0 |  | 0.0 |  | True | 1
|  |  | 1 | ea |  | Base Support: Casters, with levelers, standard |  | 0 | 0 | 0 |  | 0 | 0.00 | 0 | 0 |  | 0.0 |  | True | 1
|  |  | 1 | ea |  | Exterior: Laminate standard color 909-58 Black |  | 0 | 0 | 0 |  | 0 | 0.00 | 0 | 0 |  | 0.0 |  | True | 1
|  |  | 1 | ea |  | Lower front panel: Black, standard |  | 0 | 0 | 0 |  | 0 | 0.00 | 0 | 0 |  | 0.0 |  | True | 1
|  |  | 1 | ea |  | Left end panel: Full with mirrored interior, metal edging, standard |  | 0 | 0 | 0 |  | 0 | 0.00 | 0 | 0 |  | 0.0 |  | True | 1
|  |  | 1 | ea |  | Right end panel: Full with mirrored interior, metal edging, standard |  | 0 | 0 | 0 |  | 0 | 0.00 | 0 | 0 |  | 0.0 |  | True | 1
|  |  | 1 | ea |  | Exterior back panel: Solid back panel, black painted, standard |  | 0 | 0 | 0 |  | 0 | 0.00 | 0 | 0 |  | 0.0 |  | True | 1
|  |  | 1 | ea |  | Digital fahrenheit thermometer, standard |  | 0 | 0 | 0 |  | 0 | 0.00 | 0 | 0 |  | 0.0 |  | True | 1
|  |  | 1 | ea |  | Lights: LED 4000K w/ frosted lens, standard |  | 0 | 0 | 0 |  | 0 | 0.00 | 0 | 0 |  | 0.0 |  | True | 1
868 | BSI | ZG9930 | 1 | ea | SNEEZE GUARD | ZGuard® Food Shield, single, self-service, fully adjustable, 20-1/2" height, 14" wide tempered glass top & lower sneeze guard, 1" diameter tubing double supports, cULus (Contact factory for price) |  | 0 | 0 | 0 | 50 | 0 | 0.00 | 0 | 0 |  | 0.0 |  | True | 1
| BSI | 2580 | 1 | ea |  | Slimline Light, 1-1/2" x 1-3/8", (specify length), cULus, NSF (contact factory for price) |  | 0 | 0 | 0 |  | 0 | 0.00 | 0 | 0 |  | 0.0 |  | True | 1
|  |  | 1 | ea |  | Lamp type to be specified |  | 0 | 0 | 0 |  | 0 | 0.00 | 0 | 0 |  | 0.0 |  | True | 1
|  |  | 1 | ea |  | Remote Infinite, standard |  | 0 | 0 | 0 |  | 0 | 0.00 | 0 | 0 |  | 0.0 |  | True | 1
|  |  | 1 | ea |  | Wiring exit point to be specified |  | 0 | 0 | 0 |  | 0 | 0.00 | 0 | 0 |  | 0.0 |  | True | 1
|  |  | 1 | ea |  | Finish to be specified |  | 0 | 0 | 0 |  | 0 | 0.00 | 0 | 0 |  | 0.0 |  | True | 1
|  |  | 1 | ea |  | Tubing to be specified (NOTE: aluminum may be used only on above counter mounts) |  | 0 | 0 | 0 |  | 0 | 0.00 | 0 | 0 |  | 0.0 |  | True | 1
|  |  | 1 | ea |  | Finish to be specified |  | 0 | 0 | 0 |  | 0 | 0.00 | 0 | 0 |  | 0.0 |  | True | 1
|  |  | 1 | ea |  | 1" radius corner, standard |  | 0 | 0 | 0 |  | 0 | 0.00 | 0 | 0 |  | 0.0 |  | True | 1
869 |  |  | 0 |  | SpareNo | SpareNo |  | 0 | 0 | 0 |  | 0 | 0.00 | 0 | 0 |  | 0.0 |  | True | 0 | SpareNo
870 |  |  | 0 |  | SpareNo | SpareNo |  | 0 | 0 | 0 |  | 0 | 0.00 | 0 | 0 |  | 0.0 |  | True | 0 | SpareNo
871 | Wells | RCP-300 | 1 | ea | REFRIGERATED FOOD WELL | Cold Food Well Unit, drop-in, self-contained refrigeration, (3) 12" x 20" pan capacity, on/off switch with individual thermostatic controls, insulated pan, 1" drain, stainless steel inner liner, top & flange, steel exterior body, R-134A refrigerant, 1/4 HP, 115v/60/1-ph, 5.5 amps, NEMA 5-15P, NSF, cULus |  | 6908 | 6908 | 13816 | 50 | 6908 | 194.00 | 0 | 0 | 85 | 23.00000 |  | True | 1
|  |  | 1 |  |  | Note: Must specify voltage and phase |  | 0 | 0 | 0 |  | 0 | 0.00 | 0 | 0 |  | 0.0 |  | True | 1
|  |  | 1 |  |  | Warranty; 1 year parts and labor, standard |  | 0 | 0 | 0 |  | 0 | 0.00 | 0 | 0 |  | 0.0 |  | True | 1
871 | Structural Concepts | B4732 | 1 | ea | REFRIGERATED GRAB AND GO CASE | Oasis® Self-Service Refrigerated Merchandiser, 47-3/4"W, high profile, open front, (4) non-lighted shelves, top light, Breeze-E (Type ll) with EnergyWise self-contained refrigeration system, Blue Fin coated coil, one piece formed ABS plastic tub, black interior, full end panels with mirror, cETLus, ETL-Sanitation |  | 16002 | 16002 | 22860 | 30 | 16002 | 900.00 | 0 | 0 | 150 | 0.0 |  | True | 1
|  |  | 1 |  |  | NOTE: If GFCI is required, a GFCI breaker MUST be used in lieu of a GFCI receptacle |  | 0 | 0 | 0 |  | 0 | 0.00 | 0 | 0 |  | 0.0 |  | True | 1
|  |  | 1 |  |  | 1 yr. parts & labor warranty, 5 yr. compressor warranty, standard |  | 0 | 0 | 0 |  | 0 | 0.00 | 0 | 0 |  | 0.0 |  | True | 1
|  |  | 1 | ea |  | Breeze-E (Type II) with EnergyWise self-contained refrigeration, lower front air intake/upper front air discharge, standard |  | 0 | 0 | 0 |  | 0 | 0.00 | 0 | 0 |  | 0.0 |  | True | 1
|  |  | 1 |  |  | 208-240v/60/1ph, 9.55 amps, standard |  | 0 | 0 | 0 |  | 0 | 0.00 | 0 | 0 |  | 0.0 |  | True | 1
|  |  | 1 | ea |  | 6 ft straight blade power cord NEMA 6-20P (base exit), standard |  | 0 | 0 | 0 |  | 0 | 0.00 | 0 | 0 |  | 0.0 |  | True | 1
|  |  | 1 |  |  | NOTE: Compressor air intake through lower front & channeled up rear & out upper front, front panel cannot be blocked |  | 0 | 0 | 0 |  | 0 | 0.00 | 0 | 0 |  | 0.0 |  | True | 1
|  |  | 1 | ea |  | Base Support: Casters, with levelers, standard |  | 0 | 0 | 0 |  | 0 | 0.00 | 0 | 0 |  | 0.0 |  | True | 1
|  |  | 1 | ea |  | Exterior: Laminate standard color 909-58 Black |  | 0 | 0 | 0 |  | 0 | 0.00 | 0 | 0 |  | 0.0 |  | True | 1
|  |  | 1 | ea |  | Lower front panel: Black, standard |  | 0 | 0 | 0 |  | 0 | 0.00 | 0 | 0 |  | 0.0 |  | True | 1
|  |  | 1 | ea |  | Left end panel: Full with mirrored interior, metal edging, standard |  | 0 | 0 | 0 |  | 0 | 0.00 | 0 | 0 |  | 0.0 |  | True | 1
|  |  | 1 | ea |  | Right end panel: Full with mirrored interior, metal edging, standard |  | 0 | 0 | 0 |  | 0 | 0.00 | 0 | 0 |  | 0.0 |  | True | 1
|  |  | 1 | ea |  | Exterior back panel: Solid back panel, black painted, standard |  | 0 | 0 | 0 |  | 0 | 0.00 | 0 | 0 |  | 0.0 |  | True | 1
|  |  | 1 | ea |  | Digital fahrenheit thermometer, standard |  | 0 | 0 | 0 |  | 0 | 0.00 | 0 | 0 |  | 0.0 |  | True | 1
|  |  | 1 | ea |  | Lights: LED 4000K w/ frosted lens, standard |  | 0 | 0 | 0 |  | 0 | 0.00 | 0 | 0 |  | 0.0 |  | True | 1
872 | Structural Concepts | B3632D | 1 | ea | AMBIENT GRAB AND GO CASE |  |  | 0 | 0 | 0 | 30 | 0 | 0.00 | 0 | 0 |  | 0.0 |  | True | 0
872 | Structural Concepts | B3632 | 1 | ea | Open Display Merchandiser | Oasis® Self-Service Refrigerated Merchandiser, 36-3/4"W, high profile, open front, (4) non-lighted metal shelves, top light, Breeze-E (Type ll) with EnergyWise self-contained refrigeration system, Blue Fin coated coil, one piece formed ABS plastic tub, black interior, full end panels with mirror, cETLus, ETL-Sanitation |  | 10627.5 | 10627.5 | 21255 | 50 | 10627.5 | 850.00 | 0 | 0 | 150 | 0.0 |  | True | 1
|  |  | 1 |  |  | NOTE: If GFCI is required, a GFCI breaker MUST be used in lieu of a GFCI receptacle |  | 0 | 0 | 0 |  | 0 | 0.00 | 0 | 0 |  | 0.0 |  | True | 1
|  |  | 1 |  |  | 1 yr. parts & labor warranty, 5 yr. compressor warranty, standard |  | 0 | 0 | 0 |  | 0 | 0.00 | 0 | 0 |  | 0.0 |  | True | 1
|  |  | 1 |  |  | Breeze-E (Type II) with EnergyWise self-contained refrigeration, lower front air intake/upper front air discharge, standard |  | 0 | 0 | 0 |  | 0 | 0.00 | 0 | 0 |  | 0.0 |  | True | 1
|  |  | 1 |  |  | 110-120v/60/1ph, 16.0 amps, standard |  | 0 | 0 | 0 |  | 0 | 0.00 | 0 | 0 |  | 0.0 |  | True | 1
|  |  | 1 |  |  | 6 ft straight blade power cord NEMA 5-20P (base exit), standard |  | 0 | 0 | 0 |  | 0 | 0.00 | 0 | 0 |  | 0.0 |  | True | 1
|  |  | 1 |  |  | NOTE: Compressor air intake through lower front & channeled up rear & out upper front, front panel cannot be blocked |  | 0 | 0 | 0 |  | 0 | 0.00 | 0 | 0 |  | 0.0 |  | True | 1
|  |  | 1 |  |  | Base Support: Casters, with levelers, standard |  | 0 | 0 | 0 |  | 0 | 0.00 | 0 | 0 |  | 0.0 |  | True | 1
|  |  | 1 | ea |  | Exterior: Laminate standard color 909-58 Black |  | 0 | 0 | 0 |  | 0 | 0.00 | 0 | 0 |  | 0.0 |  | True | 1
|  |  | 1 |  |  | Lower front panel: Black, standard |  | 0 | 0 | 0 |  | 0 | 0.00 | 0 | 0 |  | 0.0 |  | True | 1
|  |  | 1 |  |  | Left end panel: Full with mirrored interior, metal edging, standard |  | 0 | 0 | 0 |  | 0 | 0.00 | 0 | 0 |  | 0.0 |  | True | 1
|  |  | 1 |  |  | Right end panel: Full with mirrored interior, metal edging, standard |  | 0 | 0 | 0 |  | 0 | 0.00 | 0 | 0 |  | 0.0 |  | True | 1
|  |  | 1 |  |  | Exterior back panel: Solid back panel, black painted, standard |  | 0 | 0 | 0 |  | 0 | 0.00 | 0 | 0 |  | 0.0 |  | True | 1
|  |  | 1 |  |  | Digital fahrenheit thermometer, standard |  | 0 | 0 | 0 |  | 0 | 0.00 | 0 | 0 |  | 0.0 |  | True | 1
|  |  | 1 |  |  | Lights: LED 4000K w/ frosted lens, standard |  | 0 | 0 | 0 |  | 0 | 0.00 | 0 | 0 |  | 0.0 |  | True | 1
872 | Wells | MOD-300TDAF | 1 | ea | HOT FOOD WELL | Food Warmer, top-mount, built-in, electric, auto-fill, (3) 12" x 20" openings, drain with one valve, wet/dry operation, thermostatic control, stainless steel interior, insulated aluminum steel housing, WellsLok™, UL, NSF |  | 3925 | 3925 | 7850 | 50 | 3925 | 90.00 | 0 | 0 | 85 | 10.54000 |  | True | 1
|  |  | 1 |  |  | 1 year parts & labor warranty, standard |  | 0 | 0 | 0 |  | 0 | 0.00 | 0 | 0 |  | 0.0 |  | True | 1
|  |  | 1 |  |  | Note: Must specify voltage and phase |  | 0 | 0 | 0 |  | 0 | 0.00 | 0 | 0 |  | 0.0 |  | True | 1
|  |  | 1 | ea |  | 208/240v/60/1-ph or 3-ph, 1.24/1.65 kW per well, field wired (field convertible) |  | 0 | 0 | 0 |  | 0 | 0.00 | 0 | 0 | 85 | 0.0 |  | True | 1
873 | BSI | ZG9930 | 1 | ea | SNEEZE GUARD | ZGuard® Food Shield, single, self-service, fully adjustable, 20-1/2" height, 14" wide tempered glass top & lower sneeze guard, 1" diameter tubing double supports, cULus (Contact factory for price) |  | 0 | 0 | 0 | 50 | 0 | 0.00 | 0 | 0 |  | 0.0 |  | True | 1
| BSI | 2580 | 1 | ea |  | Slimline Light, 1-1/2" x 1-3/8", (specify length), cULus, NSF (contact factory for price) |  | 0 | 0 | 0 |  | 0 | 0.00 | 0 | 0 |  | 0.0 |  | True | 1
|  |  | 1 | ea |  | Lamp type to be specified |  | 0 | 0 | 0 |  | 0 | 0.00 | 0 | 0 |  | 0.0 |  | True | 1
|  |  | 1 | ea |  | Remote Infinite, standard |  | 0 | 0 | 0 |  | 0 | 0.00 | 0 | 0 |  | 0.0 |  | True | 1
|  |  | 1 | ea |  | Wiring exit point to be specified |  | 0 | 0 | 0 |  | 0 | 0.00 | 0 | 0 |  | 0.0 |  | True | 1
|  |  | 1 | ea |  | Finish to be specified |  | 0 | 0 | 0 |  | 0 | 0.00 | 0 | 0 |  | 0.0 |  | True | 1
|  |  | 1 | ea |  | Tubing to be specified (NOTE: aluminum may be used only on above counter mounts) |  | 0 | 0 | 0 |  | 0 | 0.00 | 0 | 0 |  | 0.0 |  | True | 1
|  |  | 1 | ea |  | Finish to be specified |  | 0 | 0 | 0 |  | 0 | 0.00 | 0 | 0 |  | 0.0 |  | True | 1
|  |  | 1 | ea |  | 1" radius corner, standard |  | 0 | 0 | 0 |  | 0 | 0.00 | 0 | 0 |  | 0.0 |  | True | 1
873 | Custom Fabrication | MILLWORK | 1 | ea | SWING DOOR |  |  | 0 | 0 | 0 |  | 0 | 0.00 | 0 | 0 |  | 0.0 |  | True | 0
874 | Hatco | GRNM-48 | 1 | ea | FOOD WARMER | Glo-Ray® Narrow Max Infrared Strip Heater, 48" L, tubular metal heater rod, single heater rod housing, stainless steel housing with angle mounting bracket, 1300 watts, cULus, UL EPH Classified, Made in USA |  | 314 | 314 | 628 | 50 | 314 | 13.00 | 0 | 0 | 100 | 0.0 |  | True | 1
|  |  | 1 |  |  | NOTE: Sale of this product must comply with Hatco's Minimum Resale Price Policy; consult order acknowledgement for details |  | 0 | 0 | 0 |  | 0 | 0.00 | 0 | 0 |  | 0.0 |  | True | 1
|  |  | 1 |  |  | NOTE: Includes 24/7 parts & service assistance, call 800-558-0607 |  | 0 | 0 | 0 |  | 0 | 0.00 | 0 | 0 |  | 0.0 |  | True | 1
|  |  | 1 |  |  | One year on-site parts & labor warranty, plus one additional year parts only warranty on all Glo-Ray metal sheathed elements |  | 0 | 0 | 0 |  | 0 | 0.00 | 0 | 0 |  | 0.0 |  | True | 1
|  |  | 1 |  |  | 120v/60/1-ph |  | 0 | 0 | 0 |  | 0 | 0.00 | 0 | 0 |  | 0.0 |  | True | 1
| Hatco | NO CONTROL | 1 | ea |  | No control included, requires selection of RMB2 control box |  | 0 | 0 | 0 |  | 0 | 0.00 | 0 | 0 |  | 0.0 |  | True | 1
|  |  | 1 |  |  | NOTE: If the current rating is under 20 amps. then select an RMB2-1R & RMB3-1R, if the current rating is between 20 & 40 amps select the RMB2-2R & RMB3-2R, RMB2-2R has (2) 20 amp outputs & RMB3-2R has (2) 15 amp outlets |  | 0 | 0 | 0 |  | 0 | 0.00 | 0 | 0 |  | 0.0 |  | True | 1
|  |  | 1 |  |  | NOTE: Requires selection of RMB2 control |  | 0 | 0 | 0 |  | 0 | 0.00 | 0 | 0 |  | 0.0 |  | True | 1
874 | Custom Design |  | 1 | ea | SERVICE COUNTER |  |  | 0 | 0 | 0 |  | 0 | 0.00 | 0 | 0 |  | 0.0 |  | True | 0
875 |  |  | 0 |  | SpareNo | SpareNo |  | 0 | 0 | 0 |  | 0 | 0.00 | 0 | 0 |  | 0.0 |  | True | 0 | SpareNo
875 | Custom Fabrication | STAINLESS STEEL | 1 | ea | LOAD CENTER |  |  | 0 | 0 | 0 |  | 0 | 0.00 | 0 | 0 |  | 0.0 |  | True | 0
876 | OS&e | OS&E | 1 | ea | POS PRINTER | BY OS&E |  | 0 | 0 | 0 |  | 0 | 0.00 | 0 | 0 |  | 0.0 |  | True | 0
876 | Custom Fabrication | MILLWORK | 1 | ea | SURROUND |  |  | 0 | 0 | 0 |  | 0 | 0.00 | 0 | 0 |  | 0.0 |  | True | 0
877 | OS&e | OS&E | 1 | ea | POS SYSTEM | BY OS&E |  | 0 | 0 | 0 |  | 0 | 0.00 | 0 | 0 |  | 0.0 |  | True | 0
877 | Newco | LCD TOUCH | 1 | ea | BEVERAGE DISPENSER |  |  | 0 | 0 | 0 |  | 0 | 0.00 | 0 | 0 |  | 0.0 |  | True | 0
878 | BSI | ZG9930 | 1 | ea | SNEEZE GUARD | ZGuard® Food Shield, single, self-service, fully adjustable, 20-1/2" height, 14" wide tempered glass top & lower sneeze guard, 1" diameter tubing double supports, cULus (Contact factory for price) |  | 0 | 0 | 0 | 50 | 0 | 0.00 | 0 | 0 |  | 0.0 |  | True | 1
| BSI | 2580 | 1 | ea |  | Slimline Light, 1-1/2" x 1-3/8", (specify length), cULus, NSF (contact factory for price) |  | 0 | 0 | 0 |  | 0 | 0.00 | 0 | 0 |  | 0.0 |  | True | 1
|  |  | 1 | ea |  | Lamp type to be specified |  | 0 | 0 | 0 |  | 0 | 0.00 | 0 | 0 |  | 0.0 |  | True | 1
|  |  | 1 | ea |  | Remote Infinite, standard |  | 0 | 0 | 0 |  | 0 | 0.00 | 0 | 0 |  | 0.0 |  | True | 1
|  |  | 1 | ea |  | Wiring exit point to be specified |  | 0 | 0 | 0 |  | 0 | 0.00 | 0 | 0 |  | 0.0 |  | True | 1
|  |  | 1 | ea |  | Finish to be specified |  | 0 | 0 | 0 |  | 0 | 0.00 | 0 | 0 |  | 0.0 |  | True | 1
|  |  | 1 | ea |  | Tubing to be specified (NOTE: aluminum may be used only on above counter mounts) |  | 0 | 0 | 0 |  | 0 | 0.00 | 0 | 0 |  | 0.0 |  | True | 1
|  |  | 1 | ea |  | Finish to be specified |  | 0 | 0 | 0 |  | 0 | 0.00 | 0 | 0 |  | 0.0 |  | True | 1
|  |  | 1 | ea |  | 1" radius corner, standard |  | 0 | 0 | 0 |  | 0 | 0.00 | 0 | 0 |  | 0.0 |  | True | 1
878 | OS&E | OS&E | 1 | ea | CHAIR | BY OS&E |  | 0 | 0 | 0 |  | 0 | 0.00 | 0 | 0 |  | 0.0 |  | True | 0
879 |  |  | 0 |  | SpareNo | SpareNo |  | 0 | 0 | 0 |  | 0 | 0.00 | 0 | 0 |  | 0.0 |  | True | 0 | SpareNo
880 |  |  | 0 |  | SpareNo | SpareNo |  | 0 | 0 | 0 |  | 0 | 0.00 | 0 | 0 |  | 0.0 |  | True | 0 | SpareNo
881 | Custom Fabrication | STAINLESS STEEL | 1 | ea | CONDIMENT COUNTER |  |  | 0 | 0 | 0 |  | 0 | 0.00 | 0 | 0 |  | 0.0 |  | True | 0
881 | Hatco | GRNM-18 | 1 | ea | FOOD WARMER | Glo-Ray® Narrow Max Infrared Strip Heater, 48" L, tubular metal heater rod, single heater rod housing, stainless steel housing with angle mounting bracket, 1300 watts, cULus, UL EPH Classified, Made in USA |  | 370 | 370 | 740 | 50 | 370 | 13.00 | 0 | 0 | 100 | 0.0 |  | True | 1
|  |  | 1 |  |  | NOTE: Sale of this product must comply with Hatco's Minimum Resale Price Policy; consult order acknowledgement for details |  | 0 | 0 | 0 |  | 0 | 0.00 | 0 | 0 |  | 0.0 |  | True | 1
|  |  | 1 |  |  | NOTE: Includes 24/7 parts & service assistance, call 800-558-0607 |  | 0 | 0 | 0 |  | 0 | 0.00 | 0 | 0 |  | 0.0 |  | True | 1
|  |  | 1 |  |  | One year on-site parts & labor warranty, plus one additional year parts only warranty on all Glo-Ray metal sheathed elements |  | 0 | 0 | 0 |  | 0 | 0.00 | 0 | 0 |  | 0.0 |  | True | 1
|  |  | 1 |  |  | 120v/60/1-ph |  | 0 | 0 | 0 |  | 0 | 0.00 | 0 | 0 |  | 0.0 |  | True | 1
| Hatco | NO CONTROL | 1 | ea |  | No control included, requires selection of RMB2 control box |  | 0 | 0 | 0 |  | 0 | 0.00 | 0 | 0 |  | 0.0 |  | True | 1
|  |  | 1 |  |  | NOTE: If the current rating is under 20 amps. then select an RMB2-1R & RMB3-1R, if the current rating is between 20 & 40 amps select the RMB2-2R & RMB3-2R, RMB2-2R has (2) 20 amp outputs & RMB3-2R has (2) 15 amp outlets |  | 0 | 0 | 0 |  | 0 | 0.00 | 0 | 0 |  | 0.0 |  | True | 1
|  |  | 1 |  |  | NOTE: Requires selection of RMB2 control |  | 0 | 0 | 0 |  | 0 | 0.00 | 0 | 0 |  | 0.0 |  | True | 1
882 |  |  | 0 |  | SpareNo | SpareNo |  | 0 | 0 | 0 |  | 0 | 0.00 | 0 | 0 |  | 0.0 |  | True | 0 | SpareNo
882 | Wells | MOD-100TD/AF | 1 | ea | HOT FOOD WELL | Food Warmer, top-mount, drop-in, electric, auto-fill, (1) 12" x 20" pan opening with drain, wet/dry operation, thermostatic controls, 14" x 14" control panel, stainless steel interior, insulated aluminized steel housing, NSF, UL | 0.00027894 | 1793 | 1793 | 3585 | 50 | 1792.5 | 30.00 | 0 | 0 | 85 | 4.50000 |  | True | 1
|  |  | 1 |  |  | 1 year parts & labor warranty, standard |  | 0 | 0 | 0 |  | 0 | 0.00 | 0 | 0 |  | 0.0 |  | True | 1
|  |  | 1 |  |  | Note: Must specify voltage and phase |  | 0 | 0 | 0 |  | 0 | 0.00 | 0 | 0 |  | 0.0 |  | True | 1
|  |  | 1 | ea |  | 208/240v/60/1-ph, 1.24/1.65 kW |  | 0 | 0 | 0 |  | 0 | 0.00 | 0 | 0 | 85 | 0.0 |  | True | 1
883 |  |  | 0 |  | SpareNo | SpareNo |  | 0 | 0 | 0 |  | 0 | 0.00 | 0 | 0 |  | 0.0 |  | True | 0 | SpareNo
883 | Wells | RCP-200 | 1 | ea | REFRIGERATED COLD WELL | Cold Food Well Unit, drop-in, self-contained refrigeration, (2) 12" x 20" pan capacity, on/off switch with individual thermostatic controls, insulated pan, 1" drain, stainless steel inner liner, top & flange, steel exterior body, R-134A refrigerant, 1/4 HP, 115v/60/1-ph, 5.5 amps, NEMA 5-15P, NSF, cULus | 7.0567e-05 | 7086 | 7086 | 14171 | 50 | 7085.5 | 182.00 | 0 | 0 | 85 | 16.00000 |  | True | 1
|  |  | 1 |  |  | Note: Must specify voltage and phase |  | 0 | 0 | 0 |  | 0 | 0.00 | 0 | 0 |  | 0.0 |  | True | 1
|  |  | 1 |  |  | Warranty; 1 year parts and labor, standard |  | 0 | 0 | 0 |  | 0 | 0.00 | 0 | 0 |  | 0.0 |  | True | 1
884 |  |  | 0 |  | SpareNo | SpareNo |  | 0 | 0 | 0 |  | 0 | 0.00 | 0 | 0 |  | 0.0 |  | True | 0 | SpareNo
884 | OS&E | POS SYSTEM | 1 | ea | SELF PAY POS SYSTEM | BY OS&E |  | 0 | 0 | 0 |  | 0 | 0.00 | 0 | 0 |  | 0.0 |  | True | 0
885 |  |  | 0 |  | SpareNo | SpareNo |  | 0 | 0 | 0 |  | 0 | 0.00 | 0 | 0 |  | 0.0 |  | True | 0 | SpareNo
886 | OS&e | OS&E | 1 | ea | POS PRINTER | BY OS&E |  | 0 | 0 | 0 |  | 0 | 0.00 | 0 | 0 |  | 0.0 |  | True | 0
887 | OS&e | OS&E | 1 | ea | POS SYSTEM | BY OS&E |  | 0 | 0 | 0 |  | 0 | 0.00 | 0 | 0 |  | 0.0 |  | True | 0
888 | ACP | RMS10TSA | 1 | ea | Microwave Oven | Amana® Commercial Microwave Oven, 0.8 cu. ft. capacity, 1000 watts, low volume, 4-stage cooking, (5) power levels, touchpad controls, (20) memory settings, 30-minute max cooking time, interlock safety switch, audible end of cycle signal, LED display, side hinged door with tempered glass, LED lighted interior, stainless steel interior & exterior, 120v/60/1-ph, 13.0 amps, 15 MCA, 1500 watts (total), cord, NEMA 5-15P, cETLus, ETL-Sanitation |  | 520 | 520 | 1040 | 50 | 520 | 37.00 | 0 | 0 | ups | 0.0 |  | True | 1
|  |  | 1 |  |  | 3-year limited warranty (1 year full) |  | 0 | 0 | 0 |  | 0 | 0.00 | 0 | 0 |  | 0.0 |  | True | 1
889 |  |  | 0 |  | SpareNo | SpareNo |  | 0 | 0 | 0 |  | 0 | 0.00 | 0 | 0 |  | 0.0 |  | True | 0 | SpareNo
890-900 |  |  | 0 |  | SpareNo | SpareNo |  | 0 | 0 | 0 |  | 0 | 0.00 | 0 | 0 |  | 0.0 |  | True | 0 | SpareNo
|  |  | 0 |  |  | FLOOR SERVING PANTRY |  | 0 | 0 | 0 |  | 0 | 0.00 | 0 | 0 |  | 0.0 |  | True | 0
901 |  |  | 0 |  | SpareNo | SpareNo |  | 0 | 0 | 0 |  | 0 | 0.00 | 0 | 0 |  | 0.0 |  | True | 0 | SpareNo
902 | Advance Tabco | 7-PS-68 | 4 | ea | HAND SINK | Hand Sink, wall mounted, 14" wide x 10" front-to-back x 5" deep bowl, 20 gauge 304 stainless steel, with splash mounted gooseneck faucet with wrist blades, basket drain, wall bracket, NSF, cCSAus |  | 371 | 1484 | 742 | 50 | 371 | 13.00 | 0 | 0 | 100 | 2.00000 |  | True | 1
| Advance Tabco | 7-PS-10 | 4 | ea |  | P-trap, heavy duty, 1-1/2", 17 gauge |  | 64 | 256 | 128 | 50 | 64 | 1.00 | 0 | 0 | 77.5 | 0.0 |  | True | 1
| Advance Tabco | 7-PS-15 | 4 | ea |  | Welded Side Splash, 12"H (installed height), both sides, for hand sinks with 14" wide x 10" front-to-back bowl, splash mounted faucets | 0.0020534 | 244 | 976 | 487 | 50 | 243.5 | 14.00 | 0 | 0 | 100 | 1.00000 |  | True | 1
903 | Rubbermaid | FG354060GRAY | 4 | ea | TRASH RECEPTACLE | Slim Jim® Container, 23 gallon, 22"W x 11"D x 30"H, with venting channels, molded-in handles, general purpose waste, open type without lid, high-impact plastic construction, gray, Made in USA | -0.0027583 | 47 | 188 | 94.26 | 50 | 47.13 | 8.24 | 0 | 0 | 150 | 0.0 |  | True | 4
904 | Custom Fabrication | STAINLESS STEEL | 4 | ea | PREPARATION COUNTER |  |  | 0 | 0 | 0 |  | 0 | 0.00 | 0 | 0 |  | 0.0 |  | True | 0
905 | True Mfg. - General Foodservice | TUC-24-HC | 4 | ea | Undercounter Refrigerator | Undercounter Refrigerator, 33 - 38°F, (1) stainless steel door, (2) PVC coated adjustable wire shelves, stainless steel top, front & sides, clear coated aluminum interior with stainless steel floor, (4) recessed castors, front breathing, R290 Hydrocarbon refrigerant, 1/6 HP, 115v/60/1-ph, 2.0 amps, NEMA 5-15P, cULus, UL EPH Classified, CE, Made in USA, ENERGY STAR® |  | 3574 | 14296 | 7148 | 50 | 3574 | 155.00 | 0 | 0 | 150 | 23.00000 |  | True | 1
|  |  | 4 |  |  | Self-contained refrigeration standard |  | 0 | 0 | 0 |  | 0 | 0.00 | 0 | 0 |  | 0.0 |  | True | 1
|  |  | 4 |  |  | Warranty - 7 year compressor (self-contained only), please visit www.Truemfg.com for specifics |  | 0 | 0 | 0 |  | 0 | 0.00 | 0 | 0 |  | 0.0 |  | True | 1
|  |  | 4 |  |  | Right Hand, Standard: Unit comes with field reversible hinges & is built with hinging on right side of unit. |  | 0 | 0 | 0 |  | 0 | 0.00 | 0 | 0 |  | 0.0 |  | True | 1
|  |  | 4 |  |  | NOTE: Four (4) stationary castors. 31-5/8" (804 mm) work surface height. Two (2) front leg levelers included with unit for alternate use. No other castor/leg options are available for this model. |  | 0 | 0 | 0 |  | 0 | 0.00 | 0 | 0 |  | 0.0 |  | True | 1
905 | Summit | AL752BKSSHV | 4 | ea | Undercounter Refrigerator |  |  | 0 | 0 | 0 |  | 0 | 0.00 | 0 | 0 |  | 0.0 |  | True | 0
906 | ACP | RMS10TSA | 4 | ea | Microwave Oven | Amana® Commercial Microwave Oven, 0.8 cu. ft. capacity, 1000 watts, low volume, 4-stage cooking, (5) power levels, touchpad controls, (20) memory settings, 30-minute max cooking time, interlock safety switch, audible end of cycle signal, LED display, side hinged door with tempered glass, LED lighted interior, stainless steel interior & exterior, 120v/60/1-ph, 13.0 amps, 15 MCA, 1500 watts (total), cord, NEMA 5-15P, cETLus, ETL-Sanitation |  | 520 | 2080 | 1040 | 50 | 520 | 37.00 | 0 | 0 | ups | 0.0 |  | True | 1
|  |  | 4 |  |  | 3-year limited warranty (1 year full) |  | 0 | 0 | 0 |  | 0 | 0.00 | 0 | 0 |  | 0.0 |  | True | 1
906 | GE | JES2051SNSS | 4 | ea | MICROWAVE |  |  | 0 | 0 | 0 |  | 0 | 0.00 | 0 | 0 |  | 0.0 |  | True | 0
907 | Aladdin | MD28SLP | 4 | ea | TRAY DELIVERY CART |  |  | 0 | 0 | 0 |  | 0 | 0.00 | 0 | 0 |  | 0.0 |  | True | 0
908 | Custom Fabrication | STAINLESS STEEL | 4 | ea | BEVERAGE COUNTER WITH SINK |  |  | 0 | 0 | 0 |  | 0 | 0.00 | 0 | 0 |  | 0.0 |  | True | 0
909 |  |  | 0 |  | SpareNo | SpareNo |  | 0 | 0 | 0 |  | 0 | 0.00 | 0 | 0 |  | 0.0 |  | True | 0 | SpareNo
910 |  |  | 0 |  | SpareNo | SpareNo |  | 0 | 0 | 0 |  | 0 | 0.00 | 0 | 0 |  | 0.0 |  | True | 0 | SpareNo
911 | Custom Fabrication | STAINLESS STEEL | 4 | ea | TRASH CHUTE |  |  | 0 | 0 | 0 |  | 0 | 0.00 | 0 | 0 |  | 0.0 |  | True | 0
912 | Rubbermaid | 1971258 | 4 | ea | TRASH RECEPTACLE | Slim Jim® Container, 16 gallon, 22"L x 11"W x 25"H, with venting channels, molded-in handles, general purpose waste, open type without lid, high-impact plastic construction, gray, Made in USA | 0.0089992 | 37 | 148 | 73.34 | 50 | 36.67 | 6.50 | 0 | 0 |  | 0.0 |  | True | 4
913 | Scotsman | HID525A-1 | 4 | ea | Ice & Water Dispenser | Meridian™ Ice & Water Dispenser, Touchfree® infrared dispensing, H2 Nugget Ice, air-cooled, production capacity up to 500 lb/24 hours at 70°/50° (365 lb AHRI certified at 90°/70°), 25 lb bin storage capacity, sealed maintenance-free bearings, removable bin, removable air filter, SmoothStream™ water dispensing, removable spouts and sink, enlarged 0.8" sink drain, recessed utility chase, stainless steel evaporator and auger, enlarged 11" dispensing area, USB software upgrade port, unit specific QR code, stainless steel exterior, AgION™ antimicrobial protection, R-404a refrigerant, includes 7.5’ power cord with NEMA 5-15P plug, 115V/60/1, 9.0 amps, cULus, NSF, CE, engineered and assembled in USA | 5.3513e-05 | 9344 | 37376 | 18687 | 50 | 9343.5 | 208.00 | 0 | 0 | 92.5 | 0.0 |  | True | 1
|  |  | 4 |  |  | NOTE: Sale of this product must comply with Scotsman's MSRP Policy; contact your Scotsman representative for details |  | 0 | 0 | 0 |  | 0 | 0.00 | 0 | 0 |  | 0.0 |  | True | 1
|  |  | 4 |  |  | 3 year parts & labor warranties |  | 0 | 0 | 0 |  | 0 | 0.00 | 0 | 0 |  | 0.0 |  | True | 1
|  |  | 4 |  |  | 5 year parts on compressor & condenser |  | 0 | 0 | 0 |  | 0 | 0.00 | 0 | 0 |  | 0.0 |  | True | 1
914 | BUNN | 43500.0010 | 4 | ea | SELF-SERVE COFFEE MACHINE |  |  | 0 | 0 | 0 | 50 | 0 | 0.00 | 0 | 0 |  | 0.0 |  | True | 0
914 | FOLGERS | C-60 | 4 | ea | SELF SERVE COFFEE MACHINE |  |  | 0 | 0 | 0 |  | 0 | 0.00 | 0 | 0 |  | 0.0 |  | True | 0
915 |  |  | 0 |  | SpareNo | SpareNo |  | 0 | 0 | 0 |  | 0 | 0.00 | 0 | 0 |  | 0.0 |  | True | 0 | SpareNo
915 | Everpure | EV9324-60 | 4 | ea | WATER FILTRATION SYSTEM |  |  | 0 | 0 | 0 | 50 | 0 | 0.00 | 0 | 0 |  | 0.0 |  | True | 0
916 | OS&E |  | 4 | ea | SPILL UNIT | BY OS&E |  | 0 | 0 | 0 |  | 0 | 0.00 | 0 | 0 |  | 0.0 |  | True | 0
917 |  |  | 0 |  | SpareNo | SpareNo |  | 0 | 0 | 0 |  | 0 | 0.00 | 0 | 0 |  | 0.0 |  | True | 0 | SpareNo
918 |  |  | 0 |  | SpareNo | SpareNo |  | 0 | 0 | 0 |  | 0 | 0.00 | 0 | 0 |  | 0.0 |  | True | 0 | SpareNo
919 |  |  | 0 |  | SpareNo | SpareNo |  | 0 | 0 | 0 |  | 0 | 0.00 | 0 | 0 |  | 0.0 |  | True | 0 | SpareNo
920-1000 |  |  | 0 |  | SpareNo | SpareNo |  | 0 | 0 | 0 |  | 0 | 0.00 | 0 | 0 |  | 0.0 |  | True | 0 | SpareNo
|  |  | 0 |  |  | PANTRY AREA |  | 0 | 0 | 0 |  | 0 | 0.00 | 0 | 0 |  | 0.0 |  | True | 0
1001 |  |  | 0 |  | SpareNo | SpareNo |  | 0 | 0 | 0 |  | 0 | 0.00 | 0 | 0 |  | 0.0 |  | True | 0 | SpareNo
1002 | Advance Tabco | 7-PS-68 | 4 | ea | HAND SINK | Hand Sink, wall mounted, 14" wide x 10" front-to-back x 5" deep bowl, 20 gauge 304 stainless steel, with splash mounted gooseneck faucet with wrist blades, basket drain, wall bracket, NSF, cCSAus |  | 371 | 1484 | 742 | 50 | 371 | 13.00 | 0 | 0 | 100 | 2.00000 |  | True | 1
| Advance Tabco | 7-PS-10 | 4 | ea |  | P-trap, heavy duty, 1-1/2", 17 gauge |  | 64 | 256 | 128 | 50 | 64 | 1.00 | 0 | 0 | 77.5 | 0.0 |  | True | 1
| Advance Tabco | 7-PS-15 | 4 | ea |  | Welded Side Splash, 12"H (installed height), both sides, for hand sinks with 14" wide x 10" front-to-back bowl, splash mounted faucets | 0.0020534 | 244 | 976 | 487 | 50 | 243.5 | 14.00 | 0 | 0 | 100 | 1.00000 |  | True | 1
1003 | Rubbermaid | FG354060GRAY | 4 | ea | TRASH RECEPTACLE | Slim Jim® Container, 23 gallon, 22"W x 11"D x 30"H, with venting channels, molded-in handles, general purpose waste, open type without lid, high-impact plastic construction, gray, Made in USA | -0.0027583 | 47 | 188 | 94.26 | 50 | 47.13 | 8.24 | 0 | 0 | 150 | 0.0 |  | True | 4
1004 | Custom Fabrication | STAINLESS STEEL | 4 | ea | PREPARATION COUNTER |  |  | 0 | 0 | 0 |  | 0 | 0.00 | 0 | 0 |  | 0.0 |  | True | 0
1005 | True Mfg. - General Foodservice | TUC-24-HC | 4 | ea | Undercounter Refrigerator | Undercounter Refrigerator, 33 - 38°F, (1) stainless steel door, (2) PVC coated adjustable wire shelves, stainless steel top, front & sides, clear coated aluminum interior with stainless steel floor, (4) recessed castors, front breathing, R290 Hydrocarbon refrigerant, 1/6 HP, 115v/60/1-ph, 2.0 amps, NEMA 5-15P, cULus, UL EPH Classified, CE, Made in USA, ENERGY STAR® |  | 3574 | 14296 | 7148 | 50 | 3574 | 155.00 | 0 | 0 | 150 | 23.00000 |  | True | 1
|  |  | 4 |  |  | Self-contained refrigeration standard |  | 0 | 0 | 0 |  | 0 | 0.00 | 0 | 0 |  | 0.0 |  | True | 1
|  |  | 4 |  |  | Warranty - 7 year compressor (self-contained only), please visit www.Truemfg.com for specifics |  | 0 | 0 | 0 |  | 0 | 0.00 | 0 | 0 |  | 0.0 |  | True | 1
|  |  | 4 |  |  | Right Hand, Standard: Unit comes with field reversible hinges & is built with hinging on right side of unit. |  | 0 | 0 | 0 |  | 0 | 0.00 | 0 | 0 |  | 0.0 |  | True | 1
|  |  | 4 |  |  | NOTE: Four (4) stationary castors. 31-5/8" (804 mm) work surface height. Two (2) front leg levelers included with unit for alternate use. No other castor/leg options are available for this model. |  | 0 | 0 | 0 |  | 0 | 0.00 | 0 | 0 |  | 0.0 |  | True | 1
1005 | Summit | AL752BKSSHV | 4 | ea | Undercounter Refrigerator |  |  | 0 | 0 | 0 |  | 0 | 0.00 | 0 | 0 |  | 0.0 |  | True | 0
1006 | ACP | RMS10TSA | 4 | ea | Microwave Oven | Amana® Commercial Microwave Oven, 0.8 cu. ft. capacity, 1000 watts, low volume, 4-stage cooking, (5) power levels, touchpad controls, (20) memory settings, 30-minute max cooking time, interlock safety switch, audible end of cycle signal, LED display, side hinged door with tempered glass, LED lighted interior, stainless steel interior & exterior, 120v/60/1-ph, 13.0 amps, 15 MCA, 1500 watts (total), cord, NEMA 5-15P, cETLus, ETL-Sanitation |  | 520 | 2080 | 1040 | 50 | 520 | 37.00 | 0 | 0 | ups | 0.0 |  | True | 1
|  |  | 4 |  |  | 3-year limited warranty (1 year full) |  | 0 | 0 | 0 |  | 0 | 0.00 | 0 | 0 |  | 0.0 |  | True | 1
1006 | GE | JES2051SNSS | 4 | ea | MICROWAVE |  |  | 0 | 0 | 0 |  | 0 | 0.00 | 0 | 0 |  | 0.0 |  | True | 0
1007 | Aladdin | MD28SLP | 4 | ea | TRAY DELIVERY CART |  |  | 0 | 0 | 0 |  | 0 | 0.00 | 0 | 0 |  | 0.0 |  | True | 0
1008 | Custom Fabrication | STAINLESS STEEL | 4 | ea | BEVERAGE COUNTER WITH SINK |  |  | 0 | 0 | 0 |  | 0 | 0.00 | 0 | 0 |  | 0.0 |  | True | 0
1009 |  |  | 0 |  | SpareNo | SpareNo |  | 0 | 0 | 0 |  | 0 | 0.00 | 0 | 0 |  | 0.0 |  | True | 0 | SpareNo
1010 |  |  | 0 |  | SpareNo | SpareNo |  | 0 | 0 | 0 |  | 0 | 0.00 | 0 | 0 |  | 0.0 |  | True | 0 | SpareNo
1011 | Custom Fabrication | STAINLESS STEEL | 4 | ea | TRASH CHUTE |  |  | 0 | 0 | 0 |  | 0 | 0.00 | 0 | 0 |  | 0.0 |  | True | 0
1012 | Rubbermaid | 1971258 | 4 | ea | TRASH RECEPTACLE | Slim Jim® Container, 16 gallon, 22"L x 11"W x 25"H, with venting channels, molded-in handles, general purpose waste, open type without lid, high-impact plastic construction, gray, Made in USA | 0.0089992 | 37 | 148 | 73.34 | 50 | 36.67 | 6.50 | 0 | 0 |  | 0.0 |  | True | 4
1013 | Scotsman | HID525A-1 | 4 | ea | Ice & Water Dispenser | Meridian™ Ice & Water Dispenser, Touchfree® infrared dispensing, H2 Nugget Ice, air-cooled, production capacity up to 500 lb/24 hours at 70°/50° (365 lb AHRI certified at 90°/70°), 25 lb bin storage capacity, sealed maintenance-free bearings, removable bin, removable air filter, SmoothStream™ water dispensing, removable spouts and sink, enlarged 0.8" sink drain, recessed utility chase, stainless steel evaporator and auger, enlarged 11" dispensing area, USB software upgrade port, unit specific QR code, stainless steel exterior, AgION™ antimicrobial protection, R-404a refrigerant, includes 7.5’ power cord with NEMA 5-15P plug, 115V/60/1, 9.0 amps, cULus, NSF, CE, engineered and assembled in USA | 5.3513e-05 | 9344 | 37376 | 18687 | 50 | 9343.5 | 208.00 | 0 | 0 | 92.5 | 0.0 |  | True | 1
|  |  | 4 |  |  | NOTE: Sale of this product must comply with Scotsman's MSRP Policy; contact your Scotsman representative for details |  | 0 | 0 | 0 |  | 0 | 0.00 | 0 | 0 |  | 0.0 |  | True | 1
|  |  | 4 |  |  | 3 year parts & labor warranties |  | 0 | 0 | 0 |  | 0 | 0.00 | 0 | 0 |  | 0.0 |  | True | 1
|  |  | 4 |  |  | 5 year parts on compressor & condenser |  | 0 | 0 | 0 |  | 0 | 0.00 | 0 | 0 |  | 0.0 |  | True | 1
1014 | BUNN | 43500.0010 | 4 | ea | SELF-SERVE COFFEE MACHINE |  |  | 0 | 0 | 0 | 50 | 0 | 0.00 | 0 | 0 |  | 0.0 |  | True | 0
1014 | FOLGERS | C-60 | 4 | ea | SELF SERVE COFFEE MACHINE |  |  | 0 | 0 | 0 |  | 0 | 0.00 | 0 | 0 |  | 0.0 |  | True | 0
1015 |  |  | 0 |  | SpareNo | SpareNo |  | 0 | 0 | 0 |  | 0 | 0.00 | 0 | 0 |  | 0.0 |  | True | 0 | SpareNo
1015 | Everpure | EV9324-60 | 4 | ea | WATER FILTRATION SYSTEM |  |  | 0 | 0 | 0 | 50 | 0 | 0.00 | 0 | 0 |  | 0.0 |  | True | 0
1016 | OS&E |  | 4 | ea | SPILL UNIT | BY OS&E |  | 0 | 0 | 0 |  | 0 | 0.00 | 0 | 0 |  | 0.0 |  | True | 0
1017 |  |  | 0 |  | SpareNo | SpareNo |  | 0 | 0 | 0 |  | 0 | 0.00 | 0 | 0 |  | 0.0 |  | True | 0 | SpareNo
1018 |  |  | 0 |  | SpareNo | SpareNo |  | 0 | 0 | 0 |  | 0 | 0.00 | 0 | 0 |  | 0.0 |  | True | 0 | SpareNo
1019 |  |  | 0 |  | SpareNo | SpareNo |  | 0 | 0 | 0 |  | 0 | 0.00 | 0 | 0 |  | 0.0 |  | True | 0 | SpareNo
1020-1200 |  |  | 0 |  | SpareNo | SpareNo |  | 0 | 0 | 0 |  | 0 | 0.00 | 0 | 0 |  | 0.0 |  | True | 0 | SpareNo
|  |  | 0 |  |  | DRY STORAGE AREA |  | 0 | 0 | 0 |  | 0 | 0.00 | 0 | 0 |  | 0.0 |  | True | 0
1201 | Metro | 1848NC | 6 | ea | DRY STORAGE SHELVING | Super Erecta® Shelf, wire, 48"W x 18"D, plastic split sleeves are included in each carton, Metroseal 3™ epoxy-coated corrosion-resistant finish with Microban® antimicrobial protection, NSF | 0.050005 | 385 | 2310 | 733.33 | 50 | 366.665 | 12.00 | 0 | 0 | 70 | 0.8 |  | True | 1
1202 | Vendor | BY VENDOR | 1 | ea | SODA SYSTEM AND RACK | BY VENDOR |  | 0 | 0 | 0 |  | 0 | 0.00 | 0 | 0 |  | 0.0 |  | True | 0
1203 | Vendor | BY VENDOR | 2 | ea | CO2 TANK | BY OS&E |  | 0 | 0 | 0 |  | 0 | 0.00 | 0 | 0 |  | 0.0 |  | True | 0
1204 | Custom Fabrication | STAINLESS STEEL | 1 | ea | Floor Trough And Grate |  |  | 0 | 0 | 0 |  | 0 | 0.00 | 0 | 0 |  | 0.0 |  | True | 0
1205 |  |  | 0 |  | SpareNo | SpareNo |  | 0 | 0 | 0 |  | 0 | 0.00 | 0 | 0 |  | 0.0 |  | True | 0 | SpareNo
1206 | Scotsman | C0830MW-32 | 1 | ea | ICE MACHINE | Prodigy Plus® Ice Maker, cube style, water-cooled, self-contained condenser, production capacity up to 924 lb/24 hours at 70°/50° (832 lb AHRI certified at 90°/70°), medium cube size, AutoAlert™ indicating lights, WaterSense adjustable purge control, one-touch cleaning, harvest assist, unit specific QR code, stainless steel finish, AgION™ antimicrobial protection, 208-230v/60/1-ph, 9.0 amps, cULus, NSF, CE, engineered and assembled in USA (Discontinued 01/01/2023, verify availability with distributor) | 7.201e-05 | 6944 | 6944 | 13887 | 50 | 6943.5 | 220.00 | 0 | 0 | 92.5 | 18.70000 |  | True | 1
|  |  | 1 |  |  | NOTE: Sale of this product must comply with Scotsman's MSRP Policy; contact your Scotsman representative for details |  | 0 | 0 | 0 |  | 0 | 0.00 | 0 | 0 |  | 0.0 |  | True | 1
|  |  | 1 |  |  | 3 year parts & labor warranties |  | 0 | 0 | 0 |  | 0 | 0.00 | 0 | 0 |  | 0.0 |  | True | 1
|  |  | 1 |  |  | 5 year parts & labor warranties on Evaporator |  | 0 | 0 | 0 |  | 0 | 0.00 | 0 | 0 |  | 0.0 |  | True | 1
|  |  | 1 |  |  | 5 year parts on compressor & condenser |  | 0 | 0 | 0 |  | 0 | 0.00 | 0 | 0 |  | 0.0 |  | True | 1
1207 | Scotsman | B948S | 1 | ea | ICE BIN | Ice Bin, top-hinged front-opening door, 893 lb application capacity, for top-mounted ice maker, 48" width, metallic finish exterior, toolless removable baffle, polyurethane insulation, polyethylene liner, includes 6" legs, NSF, engineered and assembled in USA |  | 2325 | 2325 | 4650 | 50 | 2325 | 209.00 | 0 | 0 | 92.5 | 52.06250 |  | True | 1
|  |  | 1 |  |  | NOTE: Sale of this product must comply with Scotsman's MSRP Policy; contact your Scotsman representative for details |  | 0 | 0 | 0 |  | 0 | 0.00 | 0 | 0 |  | 0.0 |  | True | 1
|  |  | 1 |  |  | 3 year parts & labor warranties |  | 0 | 0 | 0 |  | 0 | 0.00 | 0 | 0 |  | 0.0 |  | True | 1
1208 | Scotsman | AP2-P | 1 | ea | Water Filtration System | AquaPatrol™ Plus Water Filtration System, double system, 4.2 gallons per minute max flow, designed for cubers over 650 lb and up to 1,200 lb, and for flakers and nuggets over 1,200 lb, cULus, NSF | 0.00092678 | 540 | 540 | 1079 | 50 | 539.5 | 11.00 | 0 | 0 | 92.5 | 3.12963 |  | True | 1
|  |  | 1 |  |  | NOTE: Sale of this product must comply with Scotsman's MSRP Policy; contact your Scotsman representative for details |  | 0 | 0 | 0 |  | 0 | 0.00 | 0 | 0 |  | 0.0 |  | True | 1
1209 |  |  | 0 |  | SpareNo | SpareNo |  | 0 | 0 | 0 |  | 0 | 0.00 | 0 | 0 |  | 0.0 |  | True | 0 | SpareNo
1210 |  |  | 0 |  | SpareNo | SpareNo |  | 0 | 0 | 0 |  | 0 | 0.00 | 0 | 0 |  | 0.0 |  | True | 0 | SpareNo
|  |  | 0 |  |  | PED SURVERY |  | 0 | 0 | 0 |  | 0 | 0.00 | 0 | 0 |  | 0.0 |  | True | 0
1211 | Hatco | FSHC-17W1D | 1 | ea | HEATED HOLDING CABINET | Flav-R-Savor® Humidified Holding Cabinet, single opening with (2) Dutch doors, (17 pair) universal slides 3" OC adjustable on 1-1/2" OC, stainless steel construction, 5" swivel casters (two swivel with wheels locks, two rigid), NSF, cULus, Made in USA |  | 6661 | 6661 | 13322 | 50 | 6661 | 360.00 | 0 | 0 | 100 | 0.0 |  | True | 1
|  |  | 1 |  |  | NOTE: Sale of this product must comply with Hatco's Minimum Resale Price Policy; consult order acknowledgement for details |  | 0 | 0 | 0 |  | 0 | 0.00 | 0 | 0 |  | 0.0 |  | True | 1
|  |  | 1 |  |  | NOTE: Includes 24/7 parts & service assistance, call 414-671-6350 |  | 0 | 0 | 0 |  | 0 | 0.00 | 0 | 0 |  | 0.0 |  | True | 1
|  |  | 1 |  |  | One year on-site parts & labor warranty, plus one additional year parts only warranty on all Flav-R-Savor® metal sheathed air heating elements |  | 0 | 0 | 0 |  | 0 | 0.00 | 0 | 0 |  | 0.0 |  | True | 1
|  |  | 1 |  |  | 120v/60/1-ph, 1650 watts, 13.8 amps, NEMA 5-15P (domestic voltage), standard |  | 0 | 0 | 0 |  | 0 | 0.00 | 0 | 0 |  | 0.0 |  | True | 1
|  |  | 1 |  |  | Standard Cord location: facing controls, right hand side panel, lower right corner |  | 0 | 0 | 0 |  | 0 | 0.00 | 0 | 0 |  | 0.0 |  | True | 1
1212 | True Mfg. - General Foodservice | STA2R-2S-HC | 1 | ea | Reach-In Refrigerator | SPEC SERIES® Refrigerator, reach-in, two-section, (2) stainless steel doors with locks, cam-lift hinges, digital temperature control, (6) chrome shelves, LED interior lights, stainless steel front & sides, aluminum interior sides & walls, stainless floor & ceiling, 5" castors, R290 Hydrocarbon refrigerant, 1/2 HP, 115v/60/1-ph, 5.9 amps, NEMA 5-15P, cULus, UL EPH Classified, Made in USA, ENERGY STAR® | 3.5309e-05 | 14161 | 14161 | 28321 | 50 | 14160.5 | 650.00 | 0 | 0 | 150 | 130.00000 |  | True | 1
|  |  | 1 |  |  | Warranty - 7 year compressor (self-contained only), please visit www.Truemfg.com for specifics |  | 0 | 0 | 0 |  | 0 | 0.00 | 0 | 0 |  | 0.0 |  | True | 1
|  |  | 1 |  |  | Warranty - 5 year parts & labor, please visit www.Truemfg.com for specifics |  | 0 | 0 | 0 |  | 0 | 0.00 | 0 | 0 |  | 0.0 |  | True | 1
|  |  | 1 |  |  | Left door hinged left, right door hinged right standard |  | 0 | 0 | 0 |  | 0 | 0.00 | 0 | 0 |  | 0.0 |  | True | 1
|  |  | 1 |  |  | (3) chrome shelves & shelf supports standard per section |  | 0 | 0 | 0 |  | 0 | 0.00 | 0 | 0 |  | 0.0 |  | True | 1
|  |  | 1 | st |  | 5" castors (set of 4), standard |  | 0 | 0 | 0 |  | 0 | 0.00 | 0 | 0 |  | 0.0 |  | True | 1
1212 | True Mfg. - General Foodservice | STA1R-1S-HC | 1 | ea | Reach-In Refrigerator | SPEC SERIES® Refrigerator, reach-in, one-section, (1) stainless steel door with lock, cam-lift hinges, digital temperature control, (3) chrome shelves, LED interior lights, stainless steel front & sides, aluminum interior sides & walls, stainless floor & ceiling, 5" castors, R290 Hydrocarbon refrigerant, 1/4 HP, 115v/60/1-ph, 3.8 amps, NEMA 5-15P, cULus, UL EPH Classified, Made in USA, ENERGY STAR® |  | 9148.5 | 9148.5 | 18297 | 50 | 9148.5 | 370.00 | 0 | 0 | 150 | 77.00000 |  | True | 1
|  |  | 1 |  |  | Warranty - 7 year compressor (self-contained only), please visit www.Truemfg.com for specifics |  | 0 | 0 | 0 |  | 0 | 0.00 | 0 | 0 |  | 0.0 |  | True | 1
|  |  | 1 |  |  | Warranty - 5 year parts & labor, please visit www.Truemfg.com for specifics |  | 0 | 0 | 0 |  | 0 | 0.00 | 0 | 0 |  | 0.0 |  | True | 1
|  |  | 1 |  |  | Door hinged right standard |  | 0 | 0 | 0 |  | 0 | 0.00 | 0 | 0 |  | 0.0 |  | True | 1
|  |  | 1 |  |  | (3) chrome shelves & shelf supports standard per section |  | 0 | 0 | 0 |  | 0 | 0.00 | 0 | 0 |  | 0.0 |  | True | 1
|  |  | 1 | st |  | 5" castors (set of 4), standard |  | 0 | 0 | 0 |  | 0 | 0.00 | 0 | 0 |  | 0.0 |  | True | 1
1213 | True Mfg. - General Foodservice | STA1F-1S-HC | 1 | ea | Reach-In Freezer | SPEC SERIES® Freezer, reach-in, -10°F, one-section, (1) stainless steel door with lock, cam-lift hinges, digital temperature control, (3) chrome shelves, LED interior lights, stainless steel front & sides, aluminum interior, 5" castors, R290 Hydrocarbon refrigerant, 1/2 HP, 115v/60/1-ph, 6.0 amps, NEMA 5-15P, cULus, UL EPH Classified, Made in USA |  | 10862 | 10862 | 21724 | 50 | 10862 | 410.00 | 0 | 0 | 150 | 77.00000 |  | True | 1
|  |  | 1 |  |  | Warranty - 7 year compressor (self-contained only), please visit www.Truemfg.com for specifics |  | 0 | 0 | 0 |  | 0 | 0.00 | 0 | 0 |  | 0.0 |  | True | 1
|  |  | 1 |  |  | Warranty - 5 year parts & labor, please visit www.Truemfg.com for specifics |  | 0 | 0 | 0 |  | 0 | 0.00 | 0 | 0 |  | 0.0 |  | True | 1
|  |  | 1 |  |  | Door hinged right standard |  | 0 | 0 | 0 |  | 0 | 0.00 | 0 | 0 |  | 0.0 |  | True | 1
|  |  | 1 |  |  | (3) chrome shelves & shelf supports standard per section |  | 0 | 0 | 0 |  | 0 | 0.00 | 0 | 0 |  | 0.0 |  | True | 1
|  |  | 1 | st |  | 5" castors (set of 4), standard |  | 0 | 0 | 0 |  | 0 | 0.00 | 0 | 0 |  | 0.0 |  | True | 1
1214 | Custom Fabrication | STAINLESS STEEL | 1 | ea | BACK PREPARATION COUNTER WITH SINK |  |  | 0 | 0 | 0 |  | 0 | 0.00 | 0 | 0 |  | 0.0 |  | True | 0
1214 | Rubbermaid | FG354060GRAY | 4 | ea | TRASH RECEPTACLE | Slim Jim® Container, 23 gallon, 22"W x 11"D x 30"H, with venting channels, molded-in handles, general purpose waste, open type without lid, high-impact plastic construction, gray, Made in USA | -0.0027583 | 47 | 188 | 94.26 | 50 | 47.13 | 8.24 | 0 | 0 | 150 | 0.0 |  | True | 4
1215 |  |  | 0 |  | SpareNo | SpareNo |  | 0 | 0 | 0 |  | 0 | 0.00 | 0 | 0 |  | 0.0 |  | True | 0 | SpareNo
1215 | Gaylord | COMMAND CENTER | 1 | ea | HOOD CONTROL CABINET |  |  | 0 | 0 | 0 |  | 0 | 0.00 | 0 | 0 |  | 0.0 |  | True | 0
1216 | Advance Tabco | 7-PS-42 | 1 | ea | DROP-IN HAND SINK | Recessed Hand Sink, 14"W x 10"D x 5" deep sink bowl, includes: 4" OC deck mounted gooseneck faucet with aerator, soap & paper towel dispensers, 4"H side splashes, 304 stainless steel, NSF (countertop opening not to exceed 17-1/4" (front to back) x 17-3/8" (left to right)) | 0.00028145 | 1777 | 1777 | 3553 | 50 | 1776.5 | 30.00 | 0 | 0 | 100 | 2.00000 |  | True | 1
1216 | Advance Tabco | 7-PS-68 | 4 | ea | HAND SINK | Hand Sink, wall mounted, 14" wide x 10" front-to-back x 5" deep bowl, 20 gauge 304 stainless steel, with splash mounted gooseneck faucet with wrist blades, basket drain, wall bracket, NSF, cCSAus |  | 371 | 1484 | 742 | 50 | 371 | 13.00 | 0 | 0 | 100 | 2.00000 |  | True | 1
| Advance Tabco | 7-PS-10 | 4 | ea |  | P-trap, heavy duty, 1-1/2", 17 gauge |  | 64 | 256 | 128 | 50 | 64 | 1.00 | 0 | 0 | 77.5 | 0.0 |  | True | 1
| Advance Tabco | 7-PS-15 | 4 | ea |  | Welded Side Splash, 12"H (installed height), both sides, for hand sinks with 14" wide x 10" front-to-back bowl, splash mounted faucets | 0.0020534 | 244 | 976 | 487 | 50 | 243.5 | 14.00 | 0 | 0 | 100 | 1.00000 |  | True | 1
1217 | Custom Fabrication | STAINLESS STEEL | 1 | ea | WALL SHELF |  |  | 0 | 0 | 0 |  | 0 | 0.00 | 0 | 0 |  | 0.0 |  | True | 0
1217 | Gaylord | ELX | 1 | ea | EXHAUST HOOD |  |  | 0 | 0 | 0 |  | 0 | 0.00 | 0 | 0 |  | 0.0 |  | True | 0
1218 | Custom Fabrication | STAINLESS STEEL | 1 | ea | TRASH CHUTE |  |  | 0 | 0 | 0 |  | 0 | 0.00 | 0 | 0 |  | 0.0 |  | True | 0
1218 | Imperial | IHR-G36-M | 1 | ea | MODULAR GRIDDLE | Spec Series Heavy Duty Range, gas, 36"W, modular, griddle, 1" thick plate, 4"W grease gutter with 1 gallon can capacity, manual controls, stainless steel front, sides, 5"D landing ledge &, backguard, 90,000 BTU, 26kW, cETLus, NSF |  | 7374 | 7374 | 14748 | 50 | 7374 | 415.00 | 0 | 0 | 92.5 | 0.0 |  | True | 1
|  |  | 1 |  |  | Limited one year parts and labor warranty, standard |  | 0 | 0 | 0 |  | 0 | 0.00 | 0 | 0 |  | 0.0 |  | True | 1
|  |  | 1 |  |  | Gas type to be specified |  | 0 | 0 | 0 |  | 0 | 0.00 | 0 | 0 |  | 0.0 |  | True | 1
|  |  | 1 |  |  | Standard with 1-1/4" front manifold |  | 0 | 0 | 0 |  | 0 | 0.00 | 0 | 0 |  | 0.0 |  | True | 1
1219 |  |  | 0 |  | SpareNo | SpareNo |  | 0 | 0 | 0 |  | 0 | 0.00 | 0 | 0 |  | 0.0 |  | True | 0 | SpareNo
1220 |  |  | 0 |  | SpareNo | SpareNo |  | 0 | 0 | 0 |  | 0 | 0.00 | 0 | 0 |  | 0.0 |  | True | 0 | SpareNo
1221 | Rubbermaid | FG354060GRAY | 1 | ea | TRASH RECEPTACLE | Slim Jim® Container, 23 gallon, 22"W x 11"D x 30"H, with venting channels, molded-in handles, general purpose waste, open type without lid, high-impact plastic construction, gray, Made in USA | -0.0027583 | 47 | 47 | 94.26 | 50 | 47.13 | 8.24 | 0 | 0 | 150 | 0.0 |  | True | 4
1221 | Randell | FX-1CSRE-290 | 1 | ea | Refrigerated / Freezer EQUIPMENT STAND | FX Series Flexible Refrigerator or Freezer Chef Stand, 38" W, 3.0 cubic feet, single drawer with removable ABS insert, self-contained refrigeration with electronic control (40° refrigerator, -5° freezer), stainless steel finished top, front, sides & interior, casters, R290 Hydrocarbon refrigerant, 1/4 HP, UL, NSF, cUL , Made in USA | 4.9128e-05 | 10178 | 10178 | 20355 | 50 | 10177.5 | 407.00 | 0 | 0 | 125 | 0.0 |  | True | 1
|  |  | 1 |  |  | (1) year parts, labor, and compressor warranty, standard |  | 0 | 0 | 0 |  | 0 | 0.00 | 0 | 0 |  | 0.0 |  | True | 1
|  |  | 1 |  |  | 115v/60/1-ph, 1.7 amps, NEMA 5-15P, standard |  | 0 | 0 | 0 |  | 0 | 0.00 | 0 | 0 |  | 0.0 |  | True | 1
| Randell | FX-DRLOCK | 1 |  |  | Drawer Lock, cylinder 1 each, per drawer | 0.0014556 | 344 | 344 | 687 | 50 | 343.5 | 0.00 | 0 | 0 |  | 0.0 |  | True | 1
| Randell | FX-CASTERS4 | 1 |  |  | 4-1/4" casters |  | 0 | 0 | 0 |  | 0 | 0.00 | 0 | 0 |  | 0.0 |  | True | 1
1222 | Custom Design |  | 1 | ea | RECESSED CUTTING BOARD |  |  | 0 | 0 | 0 |  | 0 | 0.00 | 0 | 0 |  | 0.0 |  | True | 0
1222 | Imperial | IFSCB150 | 1 | ea | FRYER BATTERY | Fryer, gas, floor model, 50lb. capacity, built-in filter system, 5.5 GPM roller pump, snap action thermostat, drain station, cabinet, includes: food warmer, dump pan, joiner strips & filter start kit, stainless steel frypot, front, sides, landing ledge, & cabinet, casters, 120v/60/1-ph, 6.8 amps, 1/3 HP, 140,000 BTU, CSA Flame, CSA Star, NSF, CE | 2.8911e-05 | 17295 | 17295 | 34589 | 50 | 17294.5 | 433.00 | 0 | 0 | 92.5 | 0.0 |  | True | 1
|  |  | 1 |  |  | Limited one year parts and labor warranty, standard |  | 0 | 0 | 0 |  | 0 | 0.00 | 0 | 0 |  | 0.0 |  | True | 1
|  |  | 1 |  |  | Gas type to be specified |  | 0 | 0 | 0 |  | 0 | 0.00 | 0 | 0 |  | 0.0 |  | True | 1
|  |  | 1 |  |  | Manifold gas shut-off valve (3/4" N.P.T.) |  | 90 | 90 | 180 | 50 | 90 | 0.00 | 0 | 0 |  | 0.0 |  | True | 1
1222 | Imperial | IFS-50 | 1 | ea | FRYER | Fryer, gas, floor model, 50 lb. capacity, tube fired cast iron burners, snap action thermostat, millivolt temperature control, includes: wire mesh crumb screen & (2) nickel-plated baskets, stainless steel front, door, sides, basket hanger & frypot, 6" legs, 140,000 BTU, CSA Flame, CSA Star, NSF, CE |  | 2120 | 2120 | 4240 | 50 | 2120 | 253.00 | 0 | 0 | 92.5 | 0.0 |  | True | 1
|  |  | 1 |  |  | Limited one year parts and labor warranty, standard |  | 0 | 0 | 0 |  | 0 | 0.00 | 0 | 0 |  | 0.0 |  | True | 1
|  |  | 1 |  |  | Gas type to be specified |  | 0 | 0 | 0 |  | 0 | 0.00 | 0 | 0 |  | 0.0 |  | True | 1
|  |  | 1 |  |  | Swivel casters (set of 4) two with brakes, per set |  | 466 | 466 | 932 | 50 | 466 | 0.00 | 0 | 0 |  | 0.0 |  | True | 1
1223 | TurboChef | HHC1618 STD-36 | 1 | ea | CONVEYOR OVEN | High h Conveyor 1618™ Conveyor Oven, Rapid Cook, electric, countertop, single deck, 36" conveyor length, 16” wide by 18” length cook chamber, variable speed motor, idle mode, built-in self diagnostics, smart voltage sensor technology, cool to touch covers and panels, stainless steel front, top, sides and back, stainless steel interior, cULus, CE, UL EPH Classified, ANSI/NSF 4, TUV (standard) |  | 9752.04 | 9752.04 | 19504.08 | 50 | 9752.04 | 235.00 | 0 | 0 | 92.5 | 0.0 |  | True | 1
|  |  | 1 |  |  | All items FOB: Carrollton, Texas: Consumable/accessory orders less than $5,000 will incur a handling fee. Orders shipping standard ground will incur a $15.00 handling fee. Orders shipping other than standard ground will incur $25.00 handling fee |  | 0 | 0 | 0 |  | 0 | 0.00 | 0 | 0 |  | 0.0 |  | True | 1
|  |  | 1 |  |  | One year parts and labor warranty |  | 0 | 0 | 0 |  | 0 | 0.00 | 0 | 0 |  | 0.0 |  | True | 1
|  |  | 1 |  |  | 208/240v/50/60/1-ph, 37.0amps, 6 foot cord (nominal), NEMA 6-50P, standard |  | 0 | 0 | 0 |  | 0 | 0.00 | 0 | 0 |  | 0.0 |  | True | 1
| TurboChef | HCS-3005 | 1 | ea |  | Kit, Ventless Retrofit, HhC 1618 Oven (professional installation required) |  | 704.135 | 704.14 | 1408.27 | 50 | 704.135 | 0.00 | 0 | 0 | 85 | 0.0 |  | True | 1
1223 | Ansul | PIRAHNA | 1 | ea | FIRE SUPPRESSION SYSTEM |  |  | 8750 | 8750 | 8750 |  | 8750 | 0.00 | 0 | 0 |  | 0.0 |  | True | 0
1224 | True Mfg. - General Foodservice | TUC-48F-HC | 1 | ea | Undercounter Freezer | Undercounter Freezer, -10°F, (2) stainless steel doors, (4) PVC coated adjustable wire shelves, stainless steel top & sides, aluminum interior with stainless steel floor, R290 Hydrocarbon refrigerant, 1/2 HP, 115v/60/1-ph, 3.2 amps, NEMA 5-15P, cULus, UL EPH Classified, CE, Made in USA, ENERGY STAR® |  | 6238.5 | 6238.5 | 12477 | 50 | 6238.5 | 290.00 | 0 | 0 | 150 | 47.00000 |  | True | 1
|  |  | 1 |  |  | Self-contained refrigeration standard |  | 0 | 0 | 0 |  | 0 | 0.00 | 0 | 0 |  | 0.0 |  | True | 1
|  |  | 1 |  |  | Warranty - 7 year compressor (self-contained only), please visit www.Truemfg.com for specifics |  | 0 | 0 | 0 |  | 0 | 0.00 | 0 | 0 |  | 0.0 |  | True | 1
|  |  | 1 |  |  | Warranty - 5 year parts & labor, please visit www.Truemfg.com for specifics |  | 0 | 0 | 0 |  | 0 | 0.00 | 0 | 0 |  | 0.0 |  | True | 1
|  |  | 1 |  |  | Castors, 1-1/2" (31-7/8" work surface height = LP) |  | 322.5 | 322.5 | 645 | 50 | 322.5 | 0.00 | 0 | 0 |  | 0.0 |  | True | 1
1224 | Custom Fabrication | STAINLESS STEEL | 1 | ea | BACK PREPARATION COUNTER WITH SINK |  |  | 0 | 0 | 0 |  | 0 | 0.00 | 0 | 0 |  | 0.0 |  | True | 0
1225 |  |  | 0 |  | SpareNo | SpareNo |  | 0 | 0 | 0 |  | 0 | 0.00 | 0 | 0 |  | 0.0 |  | True | 0 | SpareNo
1226 | Ansul | PIRAHNA | 1 | ea | FIRE SUPPRESSION SYSTEM |  |  | 8750 | 8750 | 8750 |  | 8750 | 0.00 | 0 | 0 |  | 0.0 |  | True | 0
1226 | Custom Design |  | 1 | ea | RECESSED CUTTING BOARD |  |  | 0 | 0 | 0 |  | 0 | 0.00 | 0 | 0 |  | 0.0 |  | True | 0
1227 | Gaylord | ELX | 1 | ea | EXHAUST HOOD |  |  | 0 | 0 | 0 |  | 0 | 0.00 | 0 | 0 |  | 0.0 |  | True | 0
1227 | True Mfg. - General Foodservice | TUC-48F-HC | 1 | ea | Undercounter Freezer | Undercounter Freezer, -10°F, (2) stainless steel doors, (4) PVC coated adjustable wire shelves, stainless steel top & sides, aluminum interior with stainless steel floor, R290 Hydrocarbon refrigerant, 1/2 HP, 115v/60/1-ph, 3.2 amps, NEMA 5-15P, cULus, UL EPH Classified, CE, Made in USA, ENERGY STAR® |  | 6238.5 | 6238.5 | 12477 | 50 | 6238.5 | 290.00 | 0 | 0 | 150 | 47.00000 |  | True | 1
|  |  | 1 |  |  | Self-contained refrigeration standard |  | 0 | 0 | 0 |  | 0 | 0.00 | 0 | 0 |  | 0.0 |  | True | 1
|  |  | 1 |  |  | Warranty - 7 year compressor (self-contained only), please visit www.Truemfg.com for specifics |  | 0 | 0 | 0 |  | 0 | 0.00 | 0 | 0 |  | 0.0 |  | True | 1
|  |  | 1 |  |  | Warranty - 5 year parts & labor, please visit www.Truemfg.com for specifics |  | 0 | 0 | 0 |  | 0 | 0.00 | 0 | 0 |  | 0.0 |  | True | 1
|  |  | 1 |  |  | Castors, 1-1/2" (31-7/8" work surface height = LP) |  | 322.5 | 322.5 | 645 | 50 | 322.5 | 0.00 | 0 | 0 |  | 0.0 |  | True | 1
1228 | Imperial | IFSCB150 | 1 | ea | FRYER BATTERY | Fryer, gas, floor model, 50lb. capacity, built-in filter system, 5.5 GPM roller pump, snap action thermostat, drain station, cabinet, includes: food warmer, dump pan, joiner strips & filter start kit, stainless steel frypot, front, sides, landing ledge, & cabinet, casters, 120v/60/1-ph, 6.8 amps, 1/3 HP, 140,000 BTU, CSA Flame, CSA Star, NSF, CE | 2.8911e-05 | 17295 | 17295 | 34589 | 50 | 17294.5 | 433.00 | 0 | 0 | 92.5 | 0.0 |  | True | 1
|  |  | 1 |  |  | Limited one year parts and labor warranty, standard |  | 0 | 0 | 0 |  | 0 | 0.00 | 0 | 0 |  | 0.0 |  | True | 1
|  |  | 1 |  |  | Gas type to be specified |  | 0 | 0 | 0 |  | 0 | 0.00 | 0 | 0 |  | 0.0 |  | True | 1
|  |  | 1 |  |  | Manifold gas shut-off valve (3/4" N.P.T.) |  | 90 | 90 | 180 | 50 | 90 | 0.00 | 0 | 0 |  | 0.0 |  | True | 1
1228 | TurboChef | HHC1618 STD-36 | 1 | ea | CONVEYOR OVEN | High h Conveyor 1618™ Conveyor Oven, Rapid Cook, electric, countertop, single deck, 36" conveyor length, 16” wide by 18” length cook chamber, variable speed motor, idle mode, built-in self diagnostics, smart voltage sensor technology, cool to touch covers and panels, stainless steel front, top, sides and back, stainless steel interior, cULus, CE, UL EPH Classified, ANSI/NSF 4, TUV (standard) |  | 9752.04 | 9752.04 | 19504.08 | 50 | 9752.04 | 235.00 | 0 | 0 | 92.5 | 0.0 |  | True | 1
|  |  | 1 |  |  | All items FOB: Carrollton, Texas: Consumable/accessory orders less than $5,000 will incur a handling fee. Orders shipping standard ground will incur a $15.00 handling fee. Orders shipping other than standard ground will incur $25.00 handling fee |  | 0 | 0 | 0 |  | 0 | 0.00 | 0 | 0 |  | 0.0 |  | True | 1
|  |  | 1 |  |  | One year parts and labor warranty |  | 0 | 0 | 0 |  | 0 | 0.00 | 0 | 0 |  | 0.0 |  | True | 1
|  |  | 1 |  |  | 208/240v/50/60/1-ph, 37.0amps, 6 foot cord (nominal), NEMA 6-50P, standard |  | 0 | 0 | 0 |  | 0 | 0.00 | 0 | 0 |  | 0.0 |  | True | 1
| TurboChef | HCS-3005 | 1 | ea |  | Kit, Ventless Retrofit, HhC 1618 Oven (professional installation required) |  | 704.135 | 704.14 | 1408.27 | 50 | 704.135 | 0.00 | 0 | 0 | 85 | 0.0 |  | True | 1
1229 |  |  | 0 |  | SpareNo | SpareNo |  | 0 | 0 | 0 |  | 0 | 0.00 | 0 | 0 |  | 0.0 |  | True | 0 | SpareNo
1230 |  |  | 0 |  | SpareNo | SpareNo |  | 0 | 0 | 0 |  | 0 | 0.00 | 0 | 0 |  | 0.0 |  | True | 0 | SpareNo
1231 | Imperial | IHR-G36-M | 1 | ea | MODULAR GRIDDLE | Spec Series Heavy Duty Range, gas, 36"W, modular, griddle, 1" thick plate, 4"W grease gutter with 1 gallon can capacity, manual controls, stainless steel front, sides, 5"D landing ledge &, backguard, 90,000 BTU, 26kW, cETLus, NSF |  | 7374 | 7374 | 14748 | 50 | 7374 | 415.00 | 0 | 0 | 92.5 | 0.0 |  | True | 1
|  |  | 1 |  |  | Limited one year parts and labor warranty, standard |  | 0 | 0 | 0 |  | 0 | 0.00 | 0 | 0 |  | 0.0 |  | True | 1
|  |  | 1 |  |  | Gas type to be specified |  | 0 | 0 | 0 |  | 0 | 0.00 | 0 | 0 |  | 0.0 |  | True | 1
|  |  | 1 |  |  | Standard with 1-1/4" front manifold |  | 0 | 0 | 0 |  | 0 | 0.00 | 0 | 0 |  | 0.0 |  | True | 1
1231 | True Mfg. - General Foodservice | TUC-27-HC | 1 | ea | Undercounter Refrigerator | Undercounter Refrigerator, 33 - 38°F, (1) stainless steel door, (2) PVC coated adjustable wire shelves, stainless steel top, front & sides, clear coated aluminum interior with stainless steel floor, R290 Hydrocarbon refrigerant, 1/6 HP, 115v/60/1-ph, 2.0 amps, NEMA 5-15P, cULus, UL EPH Classified, CE, Made in USA |  | 3574 | 3574 | 7148 | 50 | 3574 | 195.00 | 0 | 0 | 150 | 28.00000 |  | True | 1
|  |  | 1 |  |  | Self-contained refrigeration standard |  | 0 | 0 | 0 |  | 0 | 0.00 | 0 | 0 |  | 0.0 |  | True | 1
|  |  | 1 |  |  | 7 year compressor warranty, 6 years parts warranty, 5 year labor warranty standard. Please visit www.truemfg.com for specifics standard |  | 0 | 0 | 0 |  | 0 | 0.00 | 0 | 0 |  | 0.0 |  | True | 1
|  |  | 1 |  |  | Right Hand, Standard: Unit comes with field reversible hinges & is built with hinging on right side of unit. |  | 0 | 0 | 0 |  | 0 | 0.00 | 0 | 0 |  | 0.0 |  | True | 1
|  |  | 1 |  |  | Bolt locks, factory installed, standard |  | 0 | 0 | 0 |  | 0 | 0.00 | 0 | 0 |  | 0.0 |  | True | 1
|  |  | 1 |  |  | Castors, 1-1/2" (31-7/8" work surface height = LP) |  | 322.5 | 322.5 | 645 | 50 | 322.5 | 0.00 | 0 | 0 |  | 0.0 |  | True | 1
1232 | Randell | FX-1CSRE-290 | 1 | ea | Refrigerated / Freezer EQUIPMENT STAND | FX Series Flexible Refrigerator or Freezer Chef Stand, 38" W, 3.0 cubic feet, single drawer with removable ABS insert, self-contained refrigeration with electronic control (40° refrigerator, -5° freezer), stainless steel finished top, front, sides & interior, casters, R290 Hydrocarbon refrigerant, 1/4 HP, UL, NSF, cUL , Made in USA | 4.9128e-05 | 10178 | 10178 | 20355 | 50 | 10177.5 | 407.00 | 0 | 0 | 125 | 0.0 |  | True | 1
|  |  | 1 |  |  | (1) year parts, labor, and compressor warranty, standard |  | 0 | 0 | 0 |  | 0 | 0.00 | 0 | 0 |  | 0.0 |  | True | 1
|  |  | 1 |  |  | 115v/60/1-ph, 1.7 amps, NEMA 5-15P, standard |  | 0 | 0 | 0 |  | 0 | 0.00 | 0 | 0 |  | 0.0 |  | True | 1
| Randell | FX-DRLOCK | 1 |  |  | Drawer Lock, cylinder 1 each, per drawer | 0.0014556 | 344 | 344 | 687 | 50 | 343.5 | 0.00 | 0 | 0 |  | 0.0 |  | True | 1
| Randell | FX-CASTERS4 | 1 |  |  | 4-1/4" casters |  | 0 | 0 | 0 |  | 0 | 0.00 | 0 | 0 |  | 0.0 |  | True | 1
1232 | Custom Fabrication | STAINLESS STEEL | 1 | ea | WALL SHELF |  |  | 0 | 0 | 0 |  | 0 | 0.00 | 0 | 0 |  | 0.0 |  | True | 0
1233 |  |  | 0 |  | SpareNo | SpareNo |  | 0 | 0 | 0 |  | 0 | 0.00 | 0 | 0 |  | 0.0 |  | True | 0 | SpareNo
1233 | Custom Design |  | 1 | ea | RECESSED CUTTING BOARD |  |  | 0 | 0 | 0 |  | 0 | 0.00 | 0 | 0 |  | 0.0 |  | True | 0
1234 | Custom Fabrication | STAINLESS STEEL | 1 | ea | SERVERY COUNTER WITH TRAY SLIDE |  |  | 0 | 0 | 0 |  | 0 | 0.00 | 0 | 0 |  | 0.0 |  | True | 0
1235 |  |  | 0 |  | SpareNo | SpareNo |  | 0 | 0 | 0 |  | 0 | 0.00 | 0 | 0 |  | 0.0 |  | True | 0 | SpareNo
1236 | Custom Fabrication | STAINLESS STEEL | 1 | ea | RECESSED TRAY PICK-UP |  |  | 0 | 0 | 0 |  | 0 | 0.00 | 0 | 0 |  | 0.0 |  | True | 0
1237 | FMP | BY OS&E | 1 | ea | NAPKIN DISPENSER | San Jamar® Venue™ Napkin Dispenser, stand mounted, countertop, 8" x 13" x 17-1/2" H, for full fold paper napkins, plastic, black pearl |  | 81.79 | 81.79 | 126.64 | =Net= | 81.79 | 3.77 | 0 | 0 |  | 0.0 |  | True | 1
1238 | Scotsman | AP1-P | 1 | ea | Water Filtration System | AquaPatrol™ Plus Water Filtration System, single system, 2.1 gallons per minute max flow, designed for cubers up to 650 lb, and for flakers, nuggets & nugget dispensers up to 1,200 lb, cULus, NSF |  | 298 | 298 | 596 | 50 | 298 | 7.00 | 0 | 0 | 92.5 | 0.72917 |  | True | 1
|  |  | 1 |  |  | NOTE: Sale of this product must comply with Scotsman's MSRP Policy; contact your Scotsman representative for details |  | 0 | 0 | 0 |  | 0 | 0.00 | 0 | 0 |  | 0.0 |  | True | 1
1239 |  |  | 0 |  | SpareNo | SpareNo |  | 0 | 0 | 0 |  | 0 | 0.00 | 0 | 0 |  | 0.0 |  | True | 0 | SpareNo
1240 |  |  | 0 |  | SpareNo | SpareNo |  | 0 | 0 | 0 |  | 0 | 0.00 | 0 | 0 |  | 0.0 |  | True | 0 | SpareNo
1241 | Dispense-Rite | BY OS&E | 1 | ea | UTENSIL DISPENSER | Flatware organizer, 21-1/8"H x 6"W x 9-1/4"D, countertop, with inserts, (3) compartments, polystyrene, black |  | 92 | 92 | 184 | 50 | 92 | 6.00 | 0 | 0 | ups | 1.15000 |  | True | 1
|  |  | 1 | ea |  | 1 year limited warranty, standard |  | 0 | 0 | 0 |  | 0 | 0.00 | 0 | 0 |  | 0.0 |  | True | 1
1242 | Dispense-Rite | BY OS&E | 1 | ea | Cup Dispenser | Cup and Lid Organizer, four-section, slim design, accommodates 6 oz. to 44 oz. paper, plastic or foam cups, rim diameter ranges from 2-5/8" to 4-3/4", 19-1/2" H x 5-1/4" W x 20-3/4" D, polystyrene, black, NSF |  | 90 | 90 | 180 | 50 | 90 | 7.00 | 0 | 0 | ups | 1.60000 |  | True | 1
|  |  | 1 | ea |  | 1 year limited warranty, standard |  | 0 | 0 | 0 |  | 0 | 0.00 | 0 | 0 |  | 0.0 |  | True | 1
1243 | Custom Fabrication | STAINLESS STEEL | 1 | ea | REFRIGERATED MERCHANDISING SHELF |  |  | 0 | 0 | 0 |  | 0 | 0.00 | 0 | 0 |  | 0.0 |  | True | 0
1244 | Vendor | BY VENDOR | 1 | ea | SODA AND ICE DISPENSER | BY OS&E |  | 0 | 0 | 0 |  | 0 | 0.00 | 0 | 0 |  | 0.0 |  | True | 0
1245 |  |  | 0 |  | SpareNo | SpareNo |  | 0 | 0 | 0 |  | 0 | 0.00 | 0 | 0 |  | 0.0 |  | True | 0 | SpareNo
1246 | Scotsman | NH0422W-1 | 1 | ea | ICE MACHINE | Prodigy Plus® Ice Maker, nugget style, H2 Nugget Ice, water-cooled, self-contained condenser, production capacity up to 441 lb/24 hours at 70°/50° (378 lb AHRI certified at 90°/70°), sealed maintenance-free bearings, AutoAlert™ indicating lights, unit specific QR code, stainless auger and evaporator, one-touch cleaning, stainless steel finish, AgION™ antimicrobial protection, R-404A refrigerant, 115v/60/1-ph, 12.1 amps, NSF, cULus, engineered and assembled in USA | 9.0163e-05 | 5546 | 5546 | 11091 | 50 | 5545.5 | 172.00 | 0 | 0 | 92.5 | 12.20000 |  | True | 1
|  |  | 1 |  |  | NOTE: Sale of this product must comply with Scotsman's MSRP Policy; contact your Scotsman representative for details |  | 0 | 0 | 0 |  | 0 | 0.00 | 0 | 0 |  | 0.0 |  | True | 1
|  |  | 1 |  |  | 3 year parts & labor warranties |  | 0 | 0 | 0 |  | 0 | 0.00 | 0 | 0 |  | 0.0 |  | True | 1
|  |  | 1 |  |  | 5 year parts on compressor |  | 0 | 0 | 0 |  | 0 | 0.00 | 0 | 0 |  | 0.0 |  | True | 1
|  |  | 1 |  |  | NOTE: Kit(s) required for all modular nugget ice machines placed on a dispenser; contact your Scotsman representative for details |  | 0 | 0 | 0 |  | 0 | 0.00 | 0 | 0 |  | 0.0 |  | True | 1
1247 | BUNN | 36700.0059 | 1 | ea | ICED TEA BREWER | 36700.0059 TB3Q Iced Tea Brewer, 3-gallon capacity single brewer, 26.7 gallon/hour, quick disconnect, SplashGard® funnel, Quickbrew system(dispensers sold separately), 120v/60/1-ph, 1730w, 14.4amps, NEMA 5-15P, cord attached, UL, NSF |  | 0 | 0 | 1078 |  | 0 | 37.01 | 0 | 0 | 150 | 7.23200 |  | True | 1 | BY VENDOR
|  |  | 1 |  |  | Equipment discount category net prices must be rounded to the nearest dollar |  | 0 | 0 | 0 |  | 0 | 0.00 | 0 | 0 |  | 0.0 |  | True | 1 | BY VENDOR
1248 | Custom Fabrication | STAINLESS STEEL | 1 | ea | BEVERAGE TROUGH |  |  | 0 | 0 | 0 |  | 0 | 0.00 | 0 | 0 |  | 0.0 |  | True | 0
1249 |  |  | 0 |  | SpareNo | SpareNo |  | 0 | 0 | 0 |  | 0 | 0.00 | 0 | 0 |  | 0.0 |  | True | 0 | SpareNo
1250 |  |  | 0 |  | SpareNo | SpareNo |  | 0 | 0 | 0 |  | 0 | 0.00 | 0 | 0 |  | 0.0 |  | True | 0 | SpareNo
1251 | Newco | LCD TOUCH | 1 | ea | BEVERAGE DISPENSER |  |  | 0 | 0 | 0 |  | 0 | 0.00 | 0 | 0 |  | 0.0 |  | True | 0
1252 | Custom Design |  | 1 | ea | RECESSED CUTTING BOARD |  |  | 0 | 0 | 0 |  | 0 | 0.00 | 0 | 0 |  | 0.0 |  | True | 0
1253 | Wells | RCP-400 | 1 | ea | REFRIGERATED COLD WELL | Cold Food Well Unit, drop-in, self-contained refrigeration, (4) 12" x 20" pan capacity, on/off switch with individual thermostatic controls, insulated pan, 1" drain, stainless steel inner liner, top & flange, steel exterior body, R-404A refrigerant, 1/3 HP, 115v/60/1-ph, 6.5 amps, NEMA 5-15P, NSF, cULus | 6.1301e-05 | 8157 | 8157 | 16313 | 50 | 8156.5 | 258.00 | 0 | 0 | 85 | 30.00000 |  | True | 1
|  |  | 1 |  |  | Note: Must specify voltage and phase |  | 0 | 0 | 0 |  | 0 | 0.00 | 0 | 0 |  | 0.0 |  | True | 1
|  |  | 1 |  |  | Warranty; 1 year parts and labor, standard |  | 0 | 0 | 0 |  | 0 | 0.00 | 0 | 0 |  | 0.0 |  | True | 1
1253 | Wells | RCP-200 | 1 | ea | REFRIGERATED COLD WELL | Cold Food Well Unit, drop-in, self-contained refrigeration, (2) 12" x 20" pan capacity, on/off switch with individual thermostatic controls, insulated pan, 1" drain, stainless steel inner liner, top & flange, steel exterior body, R-134A refrigerant, 1/4 HP, 115v/60/1-ph, 5.5 amps, NEMA 5-15P, NSF, cULus |  | 7085.5 | 7085.5 | 14171 | 50 | 7085.5 | 182.00 | 0 | 0 | 85 | 16.00000 |  | True | 1
|  |  | 1 |  |  | Note: Must specify voltage and phase |  | 0 | 0 | 0 |  | 0 | 0.00 | 0 | 0 |  | 0.0 |  | True | 1
|  |  | 1 |  |  | Warranty; 1 year parts and labor, standard |  | 0 | 0 | 0 |  | 0 | 0.00 | 0 | 0 |  | 0.0 |  | True | 1
1254 | BSI | ZG9930 | 1 | ea | SNEEZE GUARD | ZGuard® Food Shield, single, self-service, fully adjustable, 20-1/2" height, 14" wide tempered glass top & lower sneeze guard, 1" diameter tubing double supports, cULus (Contact factory for price) |  | 0 | 0 | 0 | 50 | 0 | 0.00 | 0 | 0 |  | 0.0 |  | True | 1
| BSI | 2580 | 1 | ea |  | Slimline Light, 1-1/2" x 1-3/8", (specify length), cULus, NSF (contact factory for price) |  | 0 | 0 | 0 |  | 0 | 0.00 | 0 | 0 |  | 0.0 |  | True | 1
|  |  | 1 | ea |  | Lamp type to be specified |  | 0 | 0 | 0 |  | 0 | 0.00 | 0 | 0 |  | 0.0 |  | True | 1
|  |  | 1 | ea |  | Remote Infinite, standard |  | 0 | 0 | 0 |  | 0 | 0.00 | 0 | 0 |  | 0.0 |  | True | 1
|  |  | 1 | ea |  | Wiring exit point to be specified |  | 0 | 0 | 0 |  | 0 | 0.00 | 0 | 0 |  | 0.0 |  | True | 1
|  |  | 1 | ea |  | Finish to be specified |  | 0 | 0 | 0 |  | 0 | 0.00 | 0 | 0 |  | 0.0 |  | True | 1
|  |  | 1 | ea |  | Tubing to be specified (NOTE: aluminum may be used only on above counter mounts) |  | 0 | 0 | 0 |  | 0 | 0.00 | 0 | 0 |  | 0.0 |  | True | 1
|  |  | 1 | ea |  | Finish to be specified |  | 0 | 0 | 0 |  | 0 | 0.00 | 0 | 0 |  | 0.0 |  | True | 1
|  |  | 1 | ea |  | 1" radius corner, standard |  | 0 | 0 | 0 |  | 0 | 0.00 | 0 | 0 |  | 0.0 |  | True | 1
1255 |  |  | 0 |  | SpareNo | SpareNo |  | 0 | 0 | 0 |  | 0 | 0.00 | 0 | 0 |  | 0.0 |  | True | 0 | SpareNo
1256 | Custom Fabrication | STAINLESS STEEL | 1 | ea | UNDER COUNTER REFIGERATOR |  |  | 0 | 0 | 0 |  | 0 | 0.00 | 0 | 0 |  | 0.0 |  | True | 0
1257 | BSI | ZG9930 | 1 | ea | SNEEZE GUARD | ZGuard® Food Shield, single, self-service, fully adjustable, 20-1/2" height, 14" wide tempered glass top & lower sneeze guard, 1" diameter tubing double supports, cULus (Contact factory for price) |  | 0 | 0 | 0 | 50 | 0 | 0.00 | 0 | 0 |  | 0.0 |  | True | 1
| BSI | 2580 | 1 | ea |  | Slimline Light, 1-1/2" x 1-3/8", (specify length), cULus, NSF (contact factory for price) |  | 0 | 0 | 0 |  | 0 | 0.00 | 0 | 0 |  | 0.0 |  | True | 1
|  |  | 1 | ea |  | Lamp type to be specified |  | 0 | 0 | 0 |  | 0 | 0.00 | 0 | 0 |  | 0.0 |  | True | 1
|  |  | 1 | ea |  | Remote Infinite, standard |  | 0 | 0 | 0 |  | 0 | 0.00 | 0 | 0 |  | 0.0 |  | True | 1
|  |  | 1 | ea |  | Wiring exit point to be specified |  | 0 | 0 | 0 |  | 0 | 0.00 | 0 | 0 |  | 0.0 |  | True | 1
|  |  | 1 | ea |  | Finish to be specified |  | 0 | 0 | 0 |  | 0 | 0.00 | 0 | 0 |  | 0.0 |  | True | 1
|  |  | 1 | ea |  | Tubing to be specified (NOTE: aluminum may be used only on above counter mounts) |  | 0 | 0 | 0 |  | 0 | 0.00 | 0 | 0 |  | 0.0 |  | True | 1
|  |  | 1 | ea |  | Finish to be specified |  | 0 | 0 | 0 |  | 0 | 0.00 | 0 | 0 |  | 0.0 |  | True | 1
|  |  | 1 | ea |  | 1" radius corner, standard |  | 0 | 0 | 0 |  | 0 | 0.00 | 0 | 0 |  | 0.0 |  | True | 1
1258 | Custom Design |  | 1 | ea | RECESSED CUTTING BOARD |  |  | 0 | 0 | 0 |  | 0 | 0.00 | 0 | 0 |  | 0.0 |  | True | 0
1259 |  |  | 0 |  | SpareNo | SpareNo |  | 0 | 0 | 0 |  | 0 | 0.00 | 0 | 0 |  | 0.0 |  | True | 0 | SpareNo
1260 |  |  | 0 |  | SpareNo | SpareNo |  | 0 | 0 | 0 |  | 0 | 0.00 | 0 | 0 |  | 0.0 |  | True | 0 | SpareNo
1261 | Hatco | GRSBF-30-F | 1 | ea | DROP-IN HEATED SHELF | Glo-Ray® Built In Heated Shelf with Flush Top, 31-1/2" x 17" surface area, hardcoat aluminum top, control thermostat, illuminated on/off switch & mounting bracket, 505 watts, NSF, CE, cUL, UL, UL EPH Classified, CSA |  | 980.5 | 980.5 | 1961 | 50 | 980.5 | 24.00 | 0 | 0 | 100 | 0.0 |  | True | 1
|  |  | 1 |  |  | NOTE: Sale of this product must comply with Hatco's Minimum Resale Price Policy; consult order acknowledgement for details |  | 0 | 0 | 0 |  | 0 | 0.00 | 0 | 0 |  | 0.0 |  | True | 1
|  |  | 1 |  |  | NOTE: Includes 24/7 parts & service assistance, call 414-671-6350 |  | 0 | 0 | 0 |  | 0 | 0.00 | 0 | 0 |  | 0.0 |  | True | 1
|  |  | 1 |  |  | 1-Yr Warranty on Blanket Heating Elements against burnout, standard |  | 0 | 0 | 0 |  | 0 | 0.00 | 0 | 0 |  | 0.0 |  | True | 1
|  |  | 1 |  |  | 120v/60/1-ph, 505 watts, 4.2 amps, NEMA 5-15P (domestic voltage), standard |  | 0 | 0 | 0 |  | 0 | 0.00 | 0 | 0 |  | 0.0 |  | True | 1
|  |  | 1 |  |  | NOTE: Recommended for use in metallic countertop, verify that the material is suitable for temperatures up to 200 degree F |  | 0 | 0 | 0 |  | 0 | 0.00 | 0 | 0 |  | 0.0 |  | True | 1
|  |  | 1 |  |  | Thermostat control with lighted rocker switch (available at time of purchase only), standard |  | 0 | 0 | 0 |  | 0 | 0.00 | 0 | 0 |  | 0.0 |  | True | 1
1261 | Wells | MOD-300TDM/AF | 1 | ea | Hot Food Well Unit | Food Warmer, top-mount, built-in, electric, auto-fill, (3) 12" x 20" openings with manifold drains with one valve, wet/dry operation, thermostatic control, stainless steel interior, insulated aluminum steel housing, WellsLok™, UL, NSF |  | 4450.5 | 4450.5 | 8901 | 50 | 4450.5 | 90.00 | 0 | 0 | 85 | 10.54000 |  | True | 1
|  |  | 1 |  |  | 1 year parts & labor warranty, standard |  | 0 | 0 | 0 |  | 0 | 0.00 | 0 | 0 |  | 0.0 |  | True | 1
|  |  | 1 |  |  | Note: Must specify voltage and phase |  | 0 | 0 | 0 |  | 0 | 0.00 | 0 | 0 |  | 0.0 |  | True | 1
|  |  | 1 | ea |  | 208/240v/60/1-ph or 3-ph, 1.24/1.65 kW per well, field wired (field convertible) |  | 0 | 0 | 0 |  | 0 | 0.00 | 0 | 0 | 85 | 0.0 |  | True | 1
1262 | BSI | ZG9930 | 1 | ea | SNEEZE GUARD | ZGuard® Food Shield, single, self-service, fully adjustable, 20-1/2" height, 14" wide tempered glass top & lower sneeze guard, 1" diameter tubing double supports, cULus (Contact factory for price) |  | 0 | 0 | 0 | 50 | 0 | 0.00 | 0 | 0 |  | 0.0 |  | True | 1
| BSI | 2580 | 1 | ea |  | Slimline Light, 1-1/2" x 1-3/8", (specify length), cULus, NSF (contact factory for price) |  | 0 | 0 | 0 |  | 0 | 0.00 | 0 | 0 |  | 0.0 |  | True | 1
|  |  | 1 | ea |  | Lamp type to be specified |  | 0 | 0 | 0 |  | 0 | 0.00 | 0 | 0 |  | 0.0 |  | True | 1
|  |  | 1 | ea |  | Remote Infinite, standard |  | 0 | 0 | 0 |  | 0 | 0.00 | 0 | 0 |  | 0.0 |  | True | 1
|  |  | 1 | ea |  | Wiring exit point to be specified |  | 0 | 0 | 0 |  | 0 | 0.00 | 0 | 0 |  | 0.0 |  | True | 1
|  |  | 1 | ea |  | Finish to be specified |  | 0 | 0 | 0 |  | 0 | 0.00 | 0 | 0 |  | 0.0 |  | True | 1
|  |  | 1 | ea |  | Tubing to be specified (NOTE: aluminum may be used only on above counter mounts) |  | 0 | 0 | 0 |  | 0 | 0.00 | 0 | 0 |  | 0.0 |  | True | 1
|  |  | 1 | ea |  | Finish to be specified |  | 0 | 0 | 0 |  | 0 | 0.00 | 0 | 0 |  | 0.0 |  | True | 1
|  |  | 1 | ea |  | 1" radius corner, standard |  | 0 | 0 | 0 |  | 0 | 0.00 | 0 | 0 |  | 0.0 |  | True | 1
1263 | OS&E | STAINLESS STEEL | 1 | ea | PATIENT ROOM PRINTER |  |  | 0 | 0 | 0 |  | 0 | 0.00 | 0 | 0 |  | 0.0 |  | True | 0 | BY OS&E
1263 | Hatco | HZMS-24D | 1 | ea | HEATED DISPLAY SHELF | Spot On Slant Heated Zone Merchandising Warmer, countertop, dual shelf, (2) zones per shelf, (6) divider rods, thermostat, infrared heat, LED lighting, hardcoat aluminum base, tempered side glass hinged to post, designer panels, 1500 watts, 12.5 amps, cUL, UL, UL EPH Classified |  | 5523 | 5523 | 11046 | 50 | 5523 | 176.00 | 0 | 0 | 100 | 0.0 |  | True | 1
|  |  | 1 |  |  | NOTE: Sale of this product must comply with Hatco's Minimum Resale Price Policy; consult order acknowledgement for details |  | 0 | 0 | 0 |  | 0 | 0.00 | 0 | 0 |  | 0.0 |  | True | 1
|  |  | 1 |  |  | NOTE: Includes 24/7 parts & service assistance, call 414-671-6350 |  | 0 | 0 | 0 |  | 0 | 0.00 | 0 | 0 |  | 0.0 |  | True | 1
|  |  | 1 |  |  | One year on-site parts & labor warranty, plus one additional year parts only warranty on all Glo-Ray metal sheathed elements |  | 0 | 0 | 0 |  | 0 | 0.00 | 0 | 0 |  | 0.0 |  | True | 1
|  |  | 1 |  |  | 120v/60/1-ph, 1500 watts, 12.5 amps, NEMA 5-20P, standard |  | 0 | 0 | 0 |  | 0 | 0.00 | 0 | 0 |  | 0.0 |  | True | 1
| Hatco | BLACK | 1 |  |  | Black, designer color (available at time of purchase only) |  | 0 | 0 | 0 |  | 0 | 0.00 | 0 | 0 |  | 0.0 |  | True | 1
|  |  | 1 |  |  | NOTE: Flip door not available for both front & rear configurations |  | 0 | 0 | 0 |  | 0 | 0.00 | 0 | 0 |  | 0.0 |  | True | 1
|  |  | 1 |  |  | NOTE: Flip door not available for both front & rear configurations |  | 0 | 0 | 0 |  | 0 | 0.00 | 0 | 0 |  | 0.0 |  | True | 1
1264 | Custom Fabrication | STAINLESS STEEL | 1 | ea | REFRIGERATED MERCHANDISING SHELF |  |  | 0 | 0 | 0 |  | 0 | 0.00 | 0 | 0 |  | 0.0 |  | True | 0
1264 | OS&E | STAINLESS STEEL | 1 | ea | PATIENT ROOM PRINTER |  |  | 0 | 0 | 0 |  | 0 | 0.00 | 0 | 0 |  | 0.0 |  | True | 0 | BY OS&E
1265 |  |  | 0 |  | SpareNo | SpareNo |  | 0 | 0 | 0 |  | 0 | 0.00 | 0 | 0 |  | 0.0 |  | True | 0 | SpareNo
1266 | OS&e | OS&E | 1 | ea | POS SYSTEM | BY OS&E |  | 0 | 0 | 0 |  | 0 | 0.00 | 0 | 0 |  | 0.0 |  | True | 0
1266 | Custom Fabrication | STAINLESS STEEL | 1 | ea | REFRIGERATED MERCHANDISING SHELF |  |  | 0 | 0 | 0 |  | 0 | 0.00 | 0 | 0 |  | 0.0 |  | True | 0
1267 | OS&e | OS&E | 1 | ea | POS SYSTEM | BY OS&E |  | 0 | 0 | 0 |  | 0 | 0.00 | 0 | 0 |  | 0.0 |  | True | 0
1268 | OS&E | POS SYSTEM | 1 | ea | SELF PAY POS SYSTEM | BY OS&E |  | 0 | 0 | 0 |  | 0 | 0.00 | 0 | 0 |  | 0.0 |  | True | 0
1269 |  |  | 0 |  | SpareNo | SpareNo |  | 0 | 0 | 0 |  | 0 | 0.00 | 0 | 0 |  | 0.0 |  | True | 0 | SpareNo
1270 |  |  | 0 |  | SpareNo | SpareNo |  | 0 | 0 | 0 |  | 0 | 0.00 | 0 | 0 |  | 0.0 |  | True | 0 | SpareNo
|  |  | 0 |  |  | WAREWASHING |  | 0 | 0 | 0 |  | 0 | 0.00 | 0 | 0 |  | 0.0 |  | True | 0
1271 | True Mfg. - General Foodservice | STA2RRI-2S | 1 | ea | ROLL-IN TRASH REFRIGERATOR | SPEC SERIES® Refrigerator, roll-in, (2) stainless steel doors with locks, cam-lift hinges, digital temperature control, incandescent interior lighting, stainless steel ramps, stainless steel front & sides, aluminum interior, 1/2 HP, 115v/60/1-ph, 11.8 amps, NEMA 5-15P, (accommodates 27"W x 29"D x 66"H carts, NOT included), cULus, UL EPH Classified, Made in USA |  | 15808 | 15808 | 31616 | 50 | 15808 | 715.00 | 0 | 0 | 150 | 166.00000 |  | True | 1
|  |  | 1 |  |  | Note: Due to the continued supply chain issues in the industry all True pricing is tentative based on final production dates. Any units ordered that will be produced on or after October 1st, 2022 may be subject to additional pricing escalators. Please contact your True representative for final lead times. |  | 0 | 0 | 0 |  | 0 | 0.00 | 0 | 0 |  | 0.0 |  | True | 1
|  |  | 1 |  |  | Warranty - 3 year parts and labor, please visit www.Truemfg.com for specifics |  | 0 | 0 | 0 |  | 0 | 0.00 | 0 | 0 |  | 0.0 |  | True | 1
|  |  | 1 |  |  | Warranty - 5 year compressor (self-contained only), please visit www.Truemfg.com for specifics |  | 0 | 0 | 0 |  | 0 | 0.00 | 0 | 0 |  | 0.0 |  | True | 1
|  |  | 1 |  |  | Left door hinged left, right door hinged right standard |  | 0 | 0 | 0 |  | 0 | 0.00 | 0 | 0 |  | 0.0 |  | True | 1
1272 | Rubbermaid | FG262000GRAY | 2 | ea | TRASH RECEPTACLE | ProSave® BRUTE® Container, without lid, 20 gallon, 19-1/2"D x 22-7/8"H, round, reinforced rims, built in handles, double rimmed base, high-impact plastic construction, gray, NSF, Made in USA | -0.026661 | 23 | 46 | 47.26 | 50 | 23.63 | 5.82 | 0 | 0 | 250 | 0.0 |  | True | 6
| Rubbermaid | FG264000BLA | 2 | ea |  | Brute® Dolly, 18-1/4"D x 6-5/8"H, heavy duty 3" casters, 250 lb. capacity, for 2620, 2632, 2643, 2655, black | 0.044084 | 45 | 90 | 86.2 | 50 | 43.1 | 5.73 | 0 | 0 | 250 | 0.0 |  | True | 2
| Rubbermaid | FG9G7700WHT | 2 | ea | Trash Receptacle Lid / Top | ProSave® Sliding Container Lid, fits container Brute® 2620, 20-3/4" dia. x 5"H, includes 3 cup portioning scoop (9G52), clear rotating sliding door, dishwasher safe, white, NSF, S.O.S. (Special Order Smallwares) product; see SOS document for details | 0.044129 | 53 | 106 | 101.52 | 50 | 50.76 | 4.85 | 0 | 0 | 250 | 1.44 |  | True | 1
1273 | New Age | 1331 | 1 | ea | SOILED TRAY RETURN CART | Bun Pan Rack, mobile, full height, end loading, open sides, accommodates (20) 18" x 26" pans, slides on 3" centers, all welded aluminum construction, (4) 5" platform casters, NSF, Made in USA, (standard factory lead time) |  | 523.5 | 523.5 | 1047 | 50 | 523.5 | 58.00 | 0 | 0 |  | 20.77000 |  | True | 1
|  |  | 1 |  |  | Lifetime warranty against rust & corrosion, 5 year workmanship and material defects warranty, standard |  | 0 | 0 | 0 |  | 0 | 0.00 | 0 | 0 |  | 0.0 |  | True | 1
|  |  | 1 |  |  | 5" platform type casters, std. |  | 0 | 0 | 0 |  | 0 | 0.00 | 0 | 0 |  | 0.0 |  | True | 1
1274 | Custom Fabrication | STAINLESS STEEL | 1 | ea | SOILED DISH TABLE |  |  | 0 | 0 | 0 |  | 0 | 0.00 | 0 | 0 |  | 0.0 |  | True | 0
1275 |  |  | 0 |  | SpareNo | SpareNo |  | 0 | 0 | 0 |  | 0 | 0.00 | 0 | 0 |  | 0.0 |  | True | 0 | SpareNo
1276 | Custom Fabrication | STAINLESS STEEL | 1 | ea | GLASS RACK SHELF |  |  | 0 | 0 | 0 |  | 0 | 0.00 | 0 | 0 |  | 0.0 |  | True | 0
1277 | Rubbermaid | FG262000GRAY | 1 | ea | TRASH RECEPTACLE | ProSave® BRUTE® Container, without lid, 20 gallon, 19-1/2"D x 22-7/8"H, round, reinforced rims, built in handles, double rimmed base, high-impact plastic construction, gray, NSF, Made in USA | -0.026661 | 23 | 23 | 47.26 | 50 | 23.63 | 5.82 | 0 | 0 | 250 | 0.0 |  | True | 6
| Rubbermaid | FG264000BLA | 1 | ea |  | Brute® Dolly, 18-1/4"D x 6-5/8"H, heavy duty 3" casters, 250 lb. capacity, for 2620, 2632, 2643, 2655, black | 0.044084 | 45 | 45 | 86.2 | 50 | 43.1 | 5.73 | 0 | 0 | 250 | 0.0 |  | True | 2
| Rubbermaid | FG9G7700WHT | 1 | ea | Trash Receptacle Lid / Top | ProSave® Sliding Container Lid, fits container Brute® 2620, 20-3/4" dia. x 5"H, includes 3 cup portioning scoop (9G52), clear rotating sliding door, dishwasher safe, white, NSF, S.O.S. (Special Order Smallwares) product; see SOS document for details | 0.044129 | 53 | 53 | 101.52 | 50 | 50.76 | 4.85 | 0 | 0 | 250 | 1.44 |  | True | 1
1278 | Champion | DH-6000T-VHR | 1 | ea | DISH MACHINE | Genesis Dishwasher, door type, extended hood (27" opening for trays), ventless heat recovery, high temperature sanitizing with built-in stainless steel electric booster for (40°-70° rise), (40) racks/hour capacity, auto start, single point electrical connection, door interlock switch, on-board service diagnostics, Rinse Sentry feature, auto-fill, detergent & chemical connections, interchangeable upper & lower spray arms, automatic drain valve, vent fan control, bottom mounted HMI controls, mounted water PRV, stainless steel construction, electric tank heat, peg rack, flat rack, 2 HP self draining pump, NSF, cULus, ENERGY STAR® |  | 22939 | 22939 | 32770 | 30 | 22939 | 350.00 | 0 | 0 | 92.5 | 0.0 |  | True | 1
|  |  | 1 | ea |  | Fuel Surcharge |  | 50 | 50 | 50 | =Net= | 50 | 0.00 | 0 | 0 |  | 0.0 |  | True | 1
|  |  | 1 |  |  | 1 year parts & labor warranty, standard |  | 0 | 0 | 0 |  | 0 | 0.00 | 0 | 0 |  | 0.0 |  | True | 1
|  |  | 1 |  |  | Complimentary factory authorized performance test included, upon equipment start-up. Consult local Champion sales representative for coordination of the start-up. If customer is beyond 60 miles from Champion authorized service agent, consult factory. |  | 0 | 0 | 0 |  | 0 | 0.00 | 0 | 0 |  | 0.0 |  | True | 1
|  |  | 1 |  |  | Single-point electrical connection, standard |  | 0 | 0 | 0 |  | 0 | 0.00 | 0 | 0 |  | 0.0 |  | True | 1
|  |  | 1 |  |  | Voltage to be specified |  | 0 | 0 | 0 |  | 0 | 0.00 | 0 | 0 |  | 0.0 |  | True | 1
|  |  | 1 |  |  | Straight-through design application |  | 0 | 0 | 0 |  | 0 | 0.00 | 0 | 0 |  | 0.0 |  | True | 1
1279 |  |  | 0 |  | SpareNo | SpareNo |  | 0 | 0 | 0 |  | 0 | 0.00 | 0 | 0 |  | 0.0 |  | True | 0 | SpareNo
1280 |  |  | 0 |  | SpareNo | SpareNo |  | 0 | 0 | 0 |  | 0 | 0.00 | 0 | 0 |  | 0.0 |  | True | 0 | SpareNo
1281 | Custom Fabrication | STAINLESS STEEL | 1 | ea | CLEAN DISH TABLE |  |  | 0 | 0 | 0 |  | 0 | 0.00 | 0 | 0 |  | 0.0 |  | True | 0
1282 | Custom Fabrication | STAINLESS STEEL | 1 | ea | GLASS RACK SHELF |  |  | 0 | 0 | 0 |  | 0 | 0.00 | 0 | 0 |  | 0.0 |  | True | 0
1283 | Advance Tabco | 9-OPC-84-300 | 1 | ea | MOP SINK CABINET | Cabinet with Mop Sink, 25-3/16"W x 22-3/4"D x 84"H, mop sink base with drain (bowl 16” x 20” x 12”), left hinged door, (2) mop holders, (1) fixed intermediate shelf, slotted side panels for ventilation, 16/304 series stainless steel sink bowl, 18/304 series stainless steel sink bowl apron, 18/300 series stainless steel cabinet, NSF (right hinged door available on request) | 0.0001252 | 3994 | 3994 | 7987 | 50 | 3993.5 | 250.00 | 0 | 0 | 175 | 40.00000 |  | True | 1
| Advance Tabco | K-240 | 1 | ea |  | Service Sink Faucet, wall mount, 8" OC, 6-1/2" spout, with hose thread & pail hook, vacuum breaker spout, wall braced, chrome-plated brass | 0.0011403 | 439 | 439 | 877 | 50 | 438.5 | 9.00 | 0 | 0 | 77.5 | 0.0 |  | True | 1
1284 | Custom Fabrication | STAINLESS STEEL | 1 | ea | POT SINK |  |  | 0 | 0 | 0 |  | 0 | 0.00 | 0 | 0 |  | 0.0 |  | True | 0
1285 |  |  | 0 |  | SpareNo | SpareNo |  | 0 | 0 | 0 |  | 0 | 0.00 | 0 | 0 |  | 0.0 |  | True | 0 | SpareNo
1286 | Custom Fabrication | STAINLESS STEEL | 1 | ea | POT SHELF |  |  | 0 | 0 | 0 |  | 0 | 0.00 | 0 | 0 |  | 0.0 |  | True | 0
1287 | Rubbermaid | FG262000GRAY | 1 | ea | TRASH RECEPTACLE | ProSave® BRUTE® Container, without lid, 20 gallon, 19-1/2"D x 22-7/8"H, round, reinforced rims, built in handles, double rimmed base, high-impact plastic construction, gray, NSF, Made in USA | -0.026661 | 23 | 23 | 47.26 | 50 | 23.63 | 5.82 | 0 | 0 | 250 | 0.0 |  | True | 6
| Rubbermaid | FG264000BLA | 1 | ea |  | Brute® Dolly, 18-1/4"D x 6-5/8"H, heavy duty 3" casters, 250 lb. capacity, for 2620, 2632, 2643, 2655, black | 0.044084 | 45 | 45 | 86.2 | 50 | 43.1 | 5.73 | 0 | 0 | 250 | 0.0 |  | True | 2
| Rubbermaid | FG9G7700WHT | 1 | ea | Trash Receptacle Lid / Top | ProSave® Sliding Container Lid, fits container Brute® 2620, 20-3/4" dia. x 5"H, includes 3 cup portioning scoop (9G52), clear rotating sliding door, dishwasher safe, white, NSF, S.O.S. (Special Order Smallwares) product; see SOS document for details | 0.044129 | 53 | 53 | 101.52 | 50 | 50.76 | 4.85 | 0 | 0 | 250 | 1.44 |  | True | 1
1288 | Fisher | 34452 | 1 | ea | PRE-RINSE UNIT | Pre-Rinse Unit, spring style, backsplash mount, 8" centers, 16" riser, 36" hose, 1.15 GPM Ultra-Spray™ PLUS spray valve with built-in spray handle clip & dish guard bumper, lever handles with color coded indexes, add-on faucet with 10" swing spout, includes wall bracket, 1/2" NPT male inlets, brass, ADA Compliant |  | 310 | 310 | 620 | 50 | 310 | 15.00 | 0 | 0 | 77.5 | 0.0 |  | True | 1
1289 |  |  | 0 |  | SpareNo | SpareNo |  | 0 | 0 | 0 |  | 0 | 0.00 | 0 | 0 |  | 0.0 |  | True | 0 | SpareNo
1290 |  |  | 0 |  | SpareNo | SpareNo |  | 0 | 0 | 0 |  | 0 | 0.00 | 0 | 0 |  | 0.0 |  | True | 0 | SpareNo
1291 | Custom Fabrication | STAINLESS STEEL | 1 | ea | Floor Trough And Grate |  |  | 0 | 0 | 0 |  | 0 | 0.00 | 0 | 0 |  | 0.0 |  | True | 0
1292 | Custom Fabrication | STAINLESS STEEL | 1 | ea | POT SHELF |  |  | 0 | 0 | 0 |  | 0 | 0.00 | 0 | 0 |  | 0.0 |  | True | 0
1293 | Rubbermaid | FG354060GRAY | 1 | ea | TRASH RECEPTACLE | Slim Jim® Container, 23 gallon, 22"W x 11"D x 30"H, with venting channels, molded-in handles, general purpose waste, open type without lid, high-impact plastic construction, gray, Made in USA | -0.0027583 | 47 | 47 | 94.26 | 50 | 47.13 | 8.24 | 0 | 0 | 150 | 0.0 |  | True | 4
1294 | Advance Tabco | 7-PS-68 | 4 | ea | HAND SINK | Hand Sink, wall mounted, 14" wide x 10" front-to-back x 5" deep bowl, 20 gauge 304 stainless steel, with splash mounted gooseneck faucet with wrist blades, basket drain, wall bracket, NSF, cCSAus |  | 371 | 1484 | 742 | 50 | 371 | 13.00 | 0 | 0 | 100 | 2.00000 |  | True | 1
| Advance Tabco | 7-PS-10 | 4 | ea |  | P-trap, heavy duty, 1-1/2", 17 gauge |  | 64 | 256 | 128 | 50 | 64 | 1.00 | 0 | 0 | 77.5 | 0.0 |  | True | 1
| Advance Tabco | 7-PS-15 | 4 | ea |  | Welded Side Splash, 12"H (installed height), both sides, for hand sinks with 14" wide x 10" front-to-back bowl, splash mounted faucets | 0.0020534 | 244 | 976 | 487 | 50 | 243.5 | 14.00 | 0 | 0 | 100 | 1.00000 |  | True | 1
1295-1300 |  |  | 0 |  | SpareNo | SpareNo |  | 0 | 0 | 0 |  | 0 | 0.00 | 0 | 0 |  | 0.0 |  | True | 0 | SpareNo
|  |  | 0 |  |  | SubHeader |  | 0 | 0 | 0 |  | 0 | 0.00 | 0 | 0 |  | 0.0 |  | True | 0
1301 | True Mfg. - General Foodservice | STA1F-2HS-HC | 1 | ea | REACH-IN FREEZER | SPEC SERIES® Freezer, reach-in, -10°F, one-section, (2) stainless steel half doors with locks, cam-lift hinges, digital temperature control, (3) chrome shelves, LED interior lights, stainless steel front & sides, aluminum interior, 5" castors, R290 Hydrocarbon refrigerant, 1/2 HP, 115v/60/1-ph, 6.0 amps, NEMA 5-15P, cULus, UL EPH Classified, Made in USA | 3.4377e-05 | 14545 | 14545 | 29089 | 50 | 14544.5 | 410.00 | 0 | 0 | 150 | 77.00000 |  | True | 1
|  |  | 1 |  |  | Note: Due to the continued supply chain issues in the industry all True pricing is tentative based on final production dates. Any units ordered that will be produced on or after October 1st, 2022 may be subject to additional pricing escalators. Please contact your True representative for final lead times. |  | 0 | 0 | 0 |  | 0 | 0.00 | 0 | 0 |  | 0.0 |  | True | 1
|  |  | 1 |  |  | Warranty - 7 year compressor (self-contained only), please visit www.Truemfg.com for specifics |  | 0 | 0 | 0 |  | 0 | 0.00 | 0 | 0 |  | 0.0 |  | True | 1
|  |  | 1 |  |  | Warranty - 5 year parts and labor, please visit www.Truemfg.com for specifics |  | 0 | 0 | 0 |  | 0 | 0.00 | 0 | 0 |  | 0.0 |  | True | 1
|  |  | 1 |  |  | Door hinged right standard |  | 0 | 0 | 0 |  | 0 | 0.00 | 0 | 0 |  | 0.0 |  | True | 1
|  |  | 1 |  |  | (3) chrome shelves and shelf supports standard per section |  | 0 | 0 | 0 |  | 0 | 0.00 | 0 | 0 |  | 0.0 |  | True | 1
|  |  | 1 | st |  | 5" castors, set of 4, standard |  | 0 | 0 | 0 |  | 0 | 0.00 | 0 | 0 |  | 0.0 |  | True | 1
1302 | Structural Concepts | B4732 | 1 | ea | REFRIGERATED GRAB AND GO CASE | Oasis® Self-Service Refrigerated Merchandiser, 47-3/4"W, high profile, open front, (4) non-lighted shelves, top light, Breeze-E (Type ll) with EnergyWise self-contained refrigeration system, Blue Fin coated coil, one piece formed ABS plastic tub, black interior, full end panels with mirror, cETLus, ETL-Sanitation |  | 16002 | 16002 | 22860 | 30 | 16002 | 900.00 | 0 | 0 | 150 | 0.0 |  | True | 1
|  |  | 1 |  |  | NOTE: If GFCI is required, a GFCI breaker MUST be used in lieu of a GFCI receptacle |  | 0 | 0 | 0 |  | 0 | 0.00 | 0 | 0 |  | 0.0 |  | True | 1
|  |  | 1 |  |  | 1 yr. parts & labor warranty, 5 yr. compressor warranty, standard |  | 0 | 0 | 0 |  | 0 | 0.00 | 0 | 0 |  | 0.0 |  | True | 1
|  |  | 1 | ea |  | Breeze-E (Type II) with EnergyWise self-contained refrigeration, lower front air intake/upper front air discharge, standard |  | 0 | 0 | 0 |  | 0 | 0.00 | 0 | 0 |  | 0.0 |  | True | 1
|  |  | 1 |  |  | 208-240v/60/1ph, 9.55 amps, standard |  | 0 | 0 | 0 |  | 0 | 0.00 | 0 | 0 |  | 0.0 |  | True | 1
|  |  | 1 | ea |  | 6 ft straight blade power cord NEMA 6-20P (base exit), standard |  | 0 | 0 | 0 |  | 0 | 0.00 | 0 | 0 |  | 0.0 |  | True | 1
|  |  | 1 |  |  | NOTE: Compressor air intake through lower front & channeled up rear & out upper front, front panel cannot be blocked |  | 0 | 0 | 0 |  | 0 | 0.00 | 0 | 0 |  | 0.0 |  | True | 1
|  |  | 1 | ea |  | Base Support: Casters, with levelers, standard |  | 0 | 0 | 0 |  | 0 | 0.00 | 0 | 0 |  | 0.0 |  | True | 1
|  |  | 1 | ea |  | Exterior: Laminate standard color 909-58 Black |  | 0 | 0 | 0 |  | 0 | 0.00 | 0 | 0 |  | 0.0 |  | True | 1
|  |  | 1 | ea |  | Lower front panel: Black, standard |  | 0 | 0 | 0 |  | 0 | 0.00 | 0 | 0 |  | 0.0 |  | True | 1
|  |  | 1 | ea |  | Left end panel: Full with mirrored interior, metal edging, standard |  | 0 | 0 | 0 |  | 0 | 0.00 | 0 | 0 |  | 0.0 |  | True | 1
|  |  | 1 | ea |  | Right end panel: Full with mirrored interior, metal edging, standard |  | 0 | 0 | 0 |  | 0 | 0.00 | 0 | 0 |  | 0.0 |  | True | 1
|  |  | 1 | ea |  | Exterior back panel: Solid back panel, black painted, standard |  | 0 | 0 | 0 |  | 0 | 0.00 | 0 | 0 |  | 0.0 |  | True | 1
|  |  | 1 | ea |  | Digital fahrenheit thermometer, standard |  | 0 | 0 | 0 |  | 0 | 0.00 | 0 | 0 |  | 0.0 |  | True | 1
|  |  | 1 | ea |  | Lights: LED 4000K w/ frosted lens, standard |  | 0 | 0 | 0 |  | 0 | 0.00 | 0 | 0 |  | 0.0 |  | True | 1
1303 | OS&E |  | 1 | ea | CONDIMENT DISPENSER | BY OS&E |  | 0 | 0 | 0 |  | 0 | 0.00 | 0 | 0 |  | 0.0 |  | True | 0
1304 | ACP | RMS10TSA | 4 | ea | Microwave Oven | Amana® Commercial Microwave Oven, 0.8 cu. ft. capacity, 1000 watts, low volume, 4-stage cooking, (5) power levels, touchpad controls, (20) memory settings, 30-minute max cooking time, interlock safety switch, audible end of cycle signal, LED display, side hinged door with tempered glass, LED lighted interior, stainless steel interior & exterior, 120v/60/1-ph, 13.0 amps, 15 MCA, 1500 watts (total), cord, NEMA 5-15P, cETLus, ETL-Sanitation |  | 520 | 2080 | 1040 | 50 | 520 | 37.00 | 0 | 0 | ups | 0.0 |  | True | 1
|  |  | 4 |  |  | 3-year limited warranty (1 year full) |  | 0 | 0 | 0 |  | 0 | 0.00 | 0 | 0 |  | 0.0 |  | True | 1
1305 |  |  | 0 |  | SpareNo | SpareNo |  | 0 | 0 | 0 |  | 0 | 0.00 | 0 | 0 |  | 0.0 |  | True | 0 | SpareNo
1306 | Custom Fabrication | STAINLESS STEEL | 1 | ea | WALL CABINET |  |  | 0 | 0 | 0 |  | 0 | 0.00 | 0 | 0 |  | 0.0 |  | True | 0
1307 | Vendor |  | 1 | ea | BEVERAGE DISPENSER | BY OS&E |  | 0 | 0 | 0 |  | 0 | 0.00 | 0 | 0 |  | 0.0 |  | True | 0
1308 | OS&E |  | 1 | ea | NAPKIN DISPENSER | BY OS&E |  | 0 | 0 | 0 |  | 0 | 0.00 | 0 | 0 |  | 0.0 |  | True | 0
1309 |  |  | 0 |  | SpareNo | SpareNo |  | 0 | 0 | 0 |  | 0 | 0.00 | 0 | 0 |  | 0.0 |  | True | 0 | SpareNo
1310 |  |  | 0 |  | SpareNo | SpareNo |  | 0 | 0 | 0 |  | 0 | 0.00 | 0 | 0 |  | 0.0 |  | True | 0 | SpareNo
1311 | OS&E | POS SYSTEM | 1 | ea | SELF PAY POS SYSTEM | BY OS&E |  | 0 | 0 | 0 |  | 0 | 0.00 | 0 | 0 |  | 0.0 |  | True | 0
1312 | Custom Fabrication | STAINLESS STEEL | 1 | ea | GRAB & GO COUNTER |  |  | 0 | 0 | 0 |  | 0 | 0.00 | 0 | 0 |  | 0.0 |  | True | 0
1313 |  |  | 0 |  | SpareNo | SpareNo |  | 0 | 0 | 0 |  | 0 | 0.00 | 0 | 0 |  | 0.0 |  | True | 0 | SpareNo
1314 |  |  | 0 |  | SpareNo | SpareNo |  | 0 | 0 | 0 |  | 0 | 0.00 | 0 | 0 |  | 0.0 |  | True | 0 | SpareNo
1315-1400 |  |  | 0 |  | SpareNo | SpareNo |  | 0 | 0 | 0 |  | 0 | 0.00 | 0 | 0 |  | 0.0 |  | True | 0 | SpareNo
|  |  | 0 |  |  | PANTRY AREA |  | 0 | 0 | 0 |  | 0 | 0.00 | 0 | 0 |  | 0.0 |  | True | 0
1401 | Aladdin | MD28SLP | 3 | ea | TRAY DELIVERY CART |  |  | 0 | 0 | 0 |  | 0 | 0.00 | 0 | 0 |  | 0.0 |  | True | 0
1402 | Custom Fabrication | STAINLESS STEEL | 3 | ea | PREPARATION COUNTER |  |  | 0 | 0 | 0 |  | 0 | 0.00 | 0 | 0 |  | 0.0 |  | True | 0
1403 | Custom Fabrication | STAINLESS STEEL | 3 | ea | TRASH CHUTE |  |  | 0 | 0 | 0 |  | 0 | 0.00 | 0 | 0 |  | 0.0 |  | True | 0
1404 | Rubbermaid | 1971258 | 3 | ea | TRASH RECEPTACLE | Slim Jim® Container, 16 gallon, 22"L x 11"W x 25"H, with venting channels, molded-in handles, general purpose waste, open type without lid, high-impact plastic construction, gray, Made in USA | 0.0089992 | 37 | 111 | 73.34 | 50 | 36.67 | 6.50 | 0 | 0 |  | 0.0 |  | True | 4
1405 |  |  | 0 |  | SpareNo | SpareNo |  | 0 | 0 | 0 |  | 0 | 0.00 | 0 | 0 |  | 0.0 |  | True | 0 | SpareNo
1405 | Custom Fabrication | STAINLESS STEEL | 1 | ea | WALL CABINET |  |  | 0 | 0 | 0 |  | 0 | 0.00 | 0 | 0 |  | 0.0 |  | True | 0
1406 | Scotsman | HID525A-1 | 3 | ea | Ice & Water Dispenser | Meridian™ Ice & Water Dispenser, Touchfree® infrared dispensing, H2 Nugget Ice, air-cooled, production capacity up to 500 lb/24 hours at 70°/50° (365 lb AHRI certified at 90°/70°), 25 lb bin storage capacity, sealed maintenance-free bearings, removable bin, removable air filter, SmoothStream™ water dispensing, removable spouts and sink, enlarged 0.8" sink drain, recessed utility chase, stainless steel evaporator and auger, enlarged 11" dispensing area, USB software upgrade port, unit specific QR code, stainless steel exterior, AgION™ antimicrobial protection, R-404a refrigerant, includes 7.5’ power cord with NEMA 5-15P plug, 115V/60/1, 9.0 amps, cULus, NSF, CE, engineered and assembled in USA | 5.3513e-05 | 9344 | 28032 | 18687 | 50 | 9343.5 | 208.00 | 0 | 0 | 92.5 | 0.0 |  | True | 1
|  |  | 3 |  |  | NOTE: Sale of this product must comply with Scotsman's MSRP Policy; contact your Scotsman representative for details |  | 0 | 0 | 0 |  | 0 | 0.00 | 0 | 0 |  | 0.0 |  | True | 1
|  |  | 3 |  |  | 3 year parts & labor warranties |  | 0 | 0 | 0 |  | 0 | 0.00 | 0 | 0 |  | 0.0 |  | True | 1
|  |  | 3 |  |  | 5 year parts on compressor & condenser |  | 0 | 0 | 0 |  | 0 | 0.00 | 0 | 0 |  | 0.0 |  | True | 1
1406 | ACP | RMS10TSA | 3 | ea | Microwave Oven | Amana® Commercial Microwave Oven, 0.8 cu. ft. capacity, 1000 watts, low volume, 4-stage cooking, (5) power levels, touchpad controls, (20) memory settings, 30-minute max cooking time, interlock safety switch, audible end of cycle signal, LED display, side hinged door with tempered glass, LED lighted interior, stainless steel interior & exterior, 120v/60/1-ph, 13.0 amps, 15 MCA, 1500 watts (total), cord, NEMA 5-15P, cETLus, ETL-Sanitation |  | 520 | 1560 | 1040 | 50 | 520 | 37.00 | 0 | 0 | ups | 0.0 |  | True | 1
|  |  | 3 |  |  | 3-year limited warranty (1 year full) |  | 0 | 0 | 0 |  | 0 | 0.00 | 0 | 0 |  | 0.0 |  | True | 1
1407 | ACP | RMS10TSA | 4 | ea | Microwave Oven | Amana® Commercial Microwave Oven, 0.8 cu. ft. capacity, 1000 watts, low volume, 4-stage cooking, (5) power levels, touchpad controls, (20) memory settings, 30-minute max cooking time, interlock safety switch, audible end of cycle signal, LED display, side hinged door with tempered glass, LED lighted interior, stainless steel interior & exterior, 120v/60/1-ph, 13.0 amps, 15 MCA, 1500 watts (total), cord, NEMA 5-15P, cETLus, ETL-Sanitation |  | 520 | 2080 | 1040 | 50 | 520 | 37.00 | 0 | 0 | ups | 0.0 |  | True | 1
|  |  | 4 |  |  | 3-year limited warranty (1 year full) |  | 0 | 0 | 0 |  | 0 | 0.00 | 0 | 0 |  | 0.0 |  | True | 1
1407 | Scotsman | HID525A-1 | 3 | ea | Ice & Water Dispenser | Meridian™ Ice & Water Dispenser, Touchfree® infrared dispensing, H2 Nugget Ice, air-cooled, production capacity up to 500 lb/24 hours at 70°/50° (365 lb AHRI certified at 90°/70°), 25 lb bin storage capacity, sealed maintenance-free bearings, removable bin, removable air filter, SmoothStream™ water dispensing, removable spouts and sink, enlarged 0.8" sink drain, recessed utility chase, stainless steel evaporator and auger, enlarged 11" dispensing area, USB software upgrade port, unit specific QR code, stainless steel exterior, AgION™ antimicrobial protection, R-404a refrigerant, includes 7.5’ power cord with NEMA 5-15P plug, 115V/60/1, 9.0 amps, cULus, NSF, CE, engineered and assembled in USA | 5.3513e-05 | 9344 | 28032 | 18687 | 50 | 9343.5 | 208.00 | 0 | 0 | 92.5 | 0.0 |  | True | 1
|  |  | 3 |  |  | NOTE: Sale of this product must comply with Scotsman's MSRP Policy; contact your Scotsman representative for details |  | 0 | 0 | 0 |  | 0 | 0.00 | 0 | 0 |  | 0.0 |  | True | 1
|  |  | 3 |  |  | 3 year parts & labor warranties |  | 0 | 0 | 0 |  | 0 | 0.00 | 0 | 0 |  | 0.0 |  | True | 1
|  |  | 3 |  |  | 5 year parts on compressor & condenser |  | 0 | 0 | 0 |  | 0 | 0.00 | 0 | 0 |  | 0.0 |  | True | 1
1408 |  |  | 0 |  | SpareNo | SpareNo |  | 0 | 0 | 0 |  | 0 | 0.00 | 0 | 0 |  | 0.0 |  | True | 0 | SpareNo
1408 | Dispense-Rite | ADJ-NW-21 | 6 | ea | Disposable Cup Dispenser | Cup Dispenser, surface/stand mounted, adjustable, pull-type, rim dia. 2-5/8" - 3-3/32", tube dia. 3-5/16", 25-1/2" long, stainless steel construction, NSF, includes mounting brackets & hardware |  | 59 | 354 | 118 | 50 | 59 | 2.50 | 0 | 0 | ups | 0.0 |  | True | 12
|  |  | 6 | ea |  | 1 year limited warranty, standard |  | 0 | 0 | 0 |  | 0 | 0.00 | 0 | 0 |  | 0.0 |  | True | 1
1409 |  |  | 0 |  | SpareNo | SpareNo |  | 0 | 0 | 0 |  | 0 | 0.00 | 0 | 0 |  | 0.0 |  | True | 0 | SpareNo
1410 |  |  | 0 |  | SpareNo | SpareNo |  | 0 | 0 | 0 |  | 0 | 0.00 | 0 | 0 |  | 0.0 |  | True | 0 | SpareNo
1411 | True Mfg. - General Foodservice | TUC-24-HC | 3 | ea | Undercounter Refrigerator | Undercounter Refrigerator, 33 - 38°F, (1) stainless steel door, (2) PVC coated adjustable wire shelves, stainless steel top, front & sides, clear coated aluminum interior with stainless steel floor, (4) recessed castors, front breathing, R290 Hydrocarbon refrigerant, 1/6 HP, 115v/60/1-ph, 2.0 amps, NEMA 5-15P, cULus, UL EPH Classified, CE, Made in USA, ENERGY STAR® |  | 3574 | 10722 | 7148 | 50 | 3574 | 155.00 | 0 | 0 | 150 | 23.00000 |  | True | 1
|  |  | 3 |  |  | Self-contained refrigeration standard |  | 0 | 0 | 0 |  | 0 | 0.00 | 0 | 0 |  | 0.0 |  | True | 1
|  |  | 3 |  |  | Warranty - 7 year compressor (self-contained only), please visit www.Truemfg.com for specifics |  | 0 | 0 | 0 |  | 0 | 0.00 | 0 | 0 |  | 0.0 |  | True | 1
|  |  | 3 |  |  | Right Hand, Standard: Unit comes with field reversible hinges & is built with hinging on right side of unit. |  | 0 | 0 | 0 |  | 0 | 0.00 | 0 | 0 |  | 0.0 |  | True | 1
|  |  | 3 |  |  | NOTE: Four (4) stationary castors. 31-5/8" (804 mm) work surface height. Two (2) front leg levelers included with unit for alternate use. No other castor/leg options are available for this model. |  | 0 | 0 | 0 |  | 0 | 0.00 | 0 | 0 |  | 0.0 |  | True | 1
1412 | Advance Tabco | 7-PS-68 | 3 | ea | HAND SINK | Hand Sink, wall mounted, 14" wide x 10" front-to-back x 5" deep bowl, 20 gauge 304 stainless steel, with splash mounted gooseneck faucet with wrist blades, basket drain, wall bracket, NSF, cCSAus |  | 371 | 1113 | 742 | 50 | 371 | 13.00 | 0 | 0 | 100 | 2.00000 |  | True | 1
| Advance Tabco | 7-PS-10 | 3 | ea |  | P-trap, heavy duty, 1-1/2", 17 gauge |  | 64 | 192 | 128 | 50 | 64 | 1.00 | 0 | 0 | 77.5 | 0.0 |  | True | 1
| Advance Tabco | 7-PS-15 | 3 | ea |  | Welded Side Splash, 12"H (installed height), both sides, for hand sinks with 14" wide x 10" front-to-back bowl, splash mounted faucets | 0.0020534 | 244 | 732 | 487 | 50 | 243.5 | 14.00 | 0 | 0 | 100 | 1.00000 |  | True | 1
1413 | Rubbermaid | FG354060GRAY | 3 | ea | TRASH RECEPTACLE | Slim Jim® Container, 23 gallon, 22"W x 11"D x 30"H, with venting channels, molded-in handles, general purpose waste, open type without lid, high-impact plastic construction, gray, Made in USA | -0.0027583 | 47 | 141 | 94.26 | 50 | 47.13 | 8.24 | 0 | 0 | 150 | 0.0 |  | True | 4
1414 | OS&E |  | 3 | ea | SPILL UNIT | BY OS&E |  | 0 | 0 | 0 |  | 0 | 0.00 | 0 | 0 |  | 0.0 |  | True | 0
1415-1500 |  |  | 0 |  | SpareNo | SpareNo |  | 0 | 0 | 0 |  | 0 | 0.00 | 0 | 0 |  | 0.0 |  | True | 0 | SpareNo
|  |  | 0 |  |  | PANTRY AREA |  | 0 | 0 | 0 |  | 0 | 0.00 | 0 | 0 |  | 0.0 |  | True | 0
1501 | Aladdin | MD28SLP | 3 | ea | TRAY DELIVERY CART |  |  | 0 | 0 | 0 |  | 0 | 0.00 | 0 | 0 |  | 0.0 |  | True | 0
1502 | Custom Fabrication | STAINLESS STEEL | 3 | ea | PREPARATION COUNTER |  |  | 0 | 0 | 0 |  | 0 | 0.00 | 0 | 0 |  | 0.0 |  | True | 0
1503 | Custom Fabrication | STAINLESS STEEL | 3 | ea | TRASH CHUTE |  |  | 0 | 0 | 0 |  | 0 | 0.00 | 0 | 0 |  | 0.0 |  | True | 0
1504 | Rubbermaid | 1971258 | 3 | ea | TRASH RECEPTACLE | Slim Jim® Container, 16 gallon, 22"L x 11"W x 25"H, with venting channels, molded-in handles, general purpose waste, open type without lid, high-impact plastic construction, gray, Made in USA | 0.0089992 | 37 | 111 | 73.34 | 50 | 36.67 | 6.50 | 0 | 0 |  | 0.0 |  | True | 4
1505 |  |  | 0 |  | SpareNo | SpareNo |  | 0 | 0 | 0 |  | 0 | 0.00 | 0 | 0 |  | 0.0 |  | True | 0 | SpareNo
1505 | Custom Fabrication | STAINLESS STEEL | 3 | ea | WALL CABINET |  |  | 0 | 0 | 0 |  | 0 | 0.00 | 0 | 0 |  | 0.0 |  | True | 0
1506 | Scotsman | HID525A-1 | 3 | ea | Ice & Water Dispenser | Meridian™ Ice & Water Dispenser, Touchfree® infrared dispensing, H2 Nugget Ice, air-cooled, production capacity up to 500 lb/24 hours at 70°/50° (365 lb AHRI certified at 90°/70°), 25 lb bin storage capacity, sealed maintenance-free bearings, removable bin, removable air filter, SmoothStream™ water dispensing, removable spouts and sink, enlarged 0.8" sink drain, recessed utility chase, stainless steel evaporator and auger, enlarged 11" dispensing area, USB software upgrade port, unit specific QR code, stainless steel exterior, AgION™ antimicrobial protection, R-404a refrigerant, includes 7.5’ power cord with NEMA 5-15P plug, 115V/60/1, 9.0 amps, cULus, NSF, CE, engineered and assembled in USA | 5.3513e-05 | 9344 | 28032 | 18687 | 50 | 9343.5 | 208.00 | 0 | 0 | 92.5 | 0.0 |  | True | 1
|  |  | 3 |  |  | NOTE: Sale of this product must comply with Scotsman's MSRP Policy; contact your Scotsman representative for details |  | 0 | 0 | 0 |  | 0 | 0.00 | 0 | 0 |  | 0.0 |  | True | 1
|  |  | 3 |  |  | 3 year parts & labor warranties |  | 0 | 0 | 0 |  | 0 | 0.00 | 0 | 0 |  | 0.0 |  | True | 1
|  |  | 3 |  |  | 5 year parts on compressor & condenser |  | 0 | 0 | 0 |  | 0 | 0.00 | 0 | 0 |  | 0.0 |  | True | 1
1506 | ACP | RMS10TSA | 3 | ea | Microwave Oven | Amana® Commercial Microwave Oven, 0.8 cu. ft. capacity, 1000 watts, low volume, 4-stage cooking, (5) power levels, touchpad controls, (20) memory settings, 30-minute max cooking time, interlock safety switch, audible end of cycle signal, LED display, side hinged door with tempered glass, LED lighted interior, stainless steel interior & exterior, 120v/60/1-ph, 13.0 amps, 15 MCA, 1500 watts (total), cord, NEMA 5-15P, cETLus, ETL-Sanitation |  | 520 | 1560 | 1040 | 50 | 520 | 37.00 | 0 | 0 | ups | 0.0 |  | True | 1
|  |  | 3 |  |  | 3-year limited warranty (1 year full) |  | 0 | 0 | 0 |  | 0 | 0.00 | 0 | 0 |  | 0.0 |  | True | 1
1507 | ACP | RMS10TSA | 3 | ea | Microwave Oven | Amana® Commercial Microwave Oven, 0.8 cu. ft. capacity, 1000 watts, low volume, 4-stage cooking, (5) power levels, touchpad controls, (20) memory settings, 30-minute max cooking time, interlock safety switch, audible end of cycle signal, LED display, side hinged door with tempered glass, LED lighted interior, stainless steel interior & exterior, 120v/60/1-ph, 13.0 amps, 15 MCA, 1500 watts (total), cord, NEMA 5-15P, cETLus, ETL-Sanitation |  | 520 | 1560 | 1040 | 50 | 520 | 37.00 | 0 | 0 | ups | 0.0 |  | True | 1
|  |  | 3 |  |  | 3-year limited warranty (1 year full) |  | 0 | 0 | 0 |  | 0 | 0.00 | 0 | 0 |  | 0.0 |  | True | 1
1507 | Scotsman | HID525A-1 | 3 | ea | Ice & Water Dispenser | Meridian™ Ice & Water Dispenser, Touchfree® infrared dispensing, H2 Nugget Ice, air-cooled, production capacity up to 500 lb/24 hours at 70°/50° (365 lb AHRI certified at 90°/70°), 25 lb bin storage capacity, sealed maintenance-free bearings, removable bin, removable air filter, SmoothStream™ water dispensing, removable spouts and sink, enlarged 0.8" sink drain, recessed utility chase, stainless steel evaporator and auger, enlarged 11" dispensing area, USB software upgrade port, unit specific QR code, stainless steel exterior, AgION™ antimicrobial protection, R-404a refrigerant, includes 7.5’ power cord with NEMA 5-15P plug, 115V/60/1, 9.0 amps, cULus, NSF, CE, engineered and assembled in USA | 5.3513e-05 | 9344 | 28032 | 18687 | 50 | 9343.5 | 208.00 | 0 | 0 | 92.5 | 0.0 |  | True | 1
|  |  | 3 |  |  | NOTE: Sale of this product must comply with Scotsman's MSRP Policy; contact your Scotsman representative for details |  | 0 | 0 | 0 |  | 0 | 0.00 | 0 | 0 |  | 0.0 |  | True | 1
|  |  | 3 |  |  | 3 year parts & labor warranties |  | 0 | 0 | 0 |  | 0 | 0.00 | 0 | 0 |  | 0.0 |  | True | 1
|  |  | 3 |  |  | 5 year parts on compressor & condenser |  | 0 | 0 | 0 |  | 0 | 0.00 | 0 | 0 |  | 0.0 |  | True | 1
1508 |  |  | 0 |  | SpareNo | SpareNo |  | 0 | 0 | 0 |  | 0 | 0.00 | 0 | 0 |  | 0.0 |  | True | 0 | SpareNo
1508 | Dispense-Rite | ADJ-NW-21 | 6 | ea | Disposable Cup Dispenser | Cup Dispenser, surface/stand mounted, adjustable, pull-type, rim dia. 2-5/8" - 3-3/32", tube dia. 3-5/16", 25-1/2" long, stainless steel construction, NSF, includes mounting brackets & hardware |  | 59 | 354 | 118 | 50 | 59 | 2.50 | 0 | 0 | ups | 0.0 |  | True | 12
|  |  | 6 | ea |  | 1 year limited warranty, standard |  | 0 | 0 | 0 |  | 0 | 0.00 | 0 | 0 |  | 0.0 |  | True | 1
1509 |  |  | 0 |  | SpareNo | SpareNo |  | 0 | 0 | 0 |  | 0 | 0.00 | 0 | 0 |  | 0.0 |  | True | 0 | SpareNo
1510 |  |  | 0 |  | SpareNo | SpareNo |  | 0 | 0 | 0 |  | 0 | 0.00 | 0 | 0 |  | 0.0 |  | True | 0 | SpareNo
1511 | True Mfg. - General Foodservice | TUC-24-HC | 3 | ea | Undercounter Refrigerator | Undercounter Refrigerator, 33 - 38°F, (1) stainless steel door, (2) PVC coated adjustable wire shelves, stainless steel top, front & sides, clear coated aluminum interior with stainless steel floor, (4) recessed castors, front breathing, R290 Hydrocarbon refrigerant, 1/6 HP, 115v/60/1-ph, 2.0 amps, NEMA 5-15P, cULus, UL EPH Classified, CE, Made in USA, ENERGY STAR® |  | 3574 | 10722 | 7148 | 50 | 3574 | 155.00 | 0 | 0 | 150 | 23.00000 |  | True | 1
|  |  | 3 |  |  | Self-contained refrigeration standard |  | 0 | 0 | 0 |  | 0 | 0.00 | 0 | 0 |  | 0.0 |  | True | 1
|  |  | 3 |  |  | Warranty - 7 year compressor (self-contained only), please visit www.Truemfg.com for specifics |  | 0 | 0 | 0 |  | 0 | 0.00 | 0 | 0 |  | 0.0 |  | True | 1
|  |  | 3 |  |  | Right Hand, Standard: Unit comes with field reversible hinges & is built with hinging on right side of unit. |  | 0 | 0 | 0 |  | 0 | 0.00 | 0 | 0 |  | 0.0 |  | True | 1
|  |  | 3 |  |  | NOTE: Four (4) stationary castors. 31-5/8" (804 mm) work surface height. Two (2) front leg levelers included with unit for alternate use. No other castor/leg options are available for this model. |  | 0 | 0 | 0 |  | 0 | 0.00 | 0 | 0 |  | 0.0 |  | True | 1
1512 | Advance Tabco | 7-PS-68 | 3 | ea | HAND SINK | Hand Sink, wall mounted, 14" wide x 10" front-to-back x 5" deep bowl, 20 gauge 304 stainless steel, with splash mounted gooseneck faucet with wrist blades, basket drain, wall bracket, NSF, cCSAus |  | 371 | 1113 | 742 | 50 | 371 | 13.00 | 0 | 0 | 100 | 2.00000 |  | True | 1
| Advance Tabco | 7-PS-10 | 3 | ea |  | P-trap, heavy duty, 1-1/2", 17 gauge |  | 64 | 192 | 128 | 50 | 64 | 1.00 | 0 | 0 | 77.5 | 0.0 |  | True | 1
| Advance Tabco | 7-PS-15 | 3 | ea |  | Welded Side Splash, 12"H (installed height), both sides, for hand sinks with 14" wide x 10" front-to-back bowl, splash mounted faucets | 0.0020534 | 244 | 732 | 487 | 50 | 243.5 | 14.00 | 0 | 0 | 100 | 1.00000 |  | True | 1
1513 | Rubbermaid | FG354060GRAY | 3 | ea | TRASH RECEPTACLE | Slim Jim® Container, 23 gallon, 22"W x 11"D x 30"H, with venting channels, molded-in handles, general purpose waste, open type without lid, high-impact plastic construction, gray, Made in USA | -0.0027583 | 47 | 141 | 94.26 | 50 | 47.13 | 8.24 | 0 | 0 | 150 | 0.0 |  | True | 4
1514 | OS&E |  | 3 | ea | SPILL UNIT | BY OS&E |  | 0 | 0 | 0 |  | 0 | 0.00 | 0 | 0 |  | 0.0 |  | True | 0
1515-1600 |  |  | 0 |  | SpareNo | SpareNo |  | 0 | 0 | 0 |  | 0 | 0.00 | 0 | 0 |  | 0.0 |  | True | 0 | SpareNo