## Spreadsheet
ItemNo | Mfr | Model | Qty | Unit | Category | Spec | Margin | Sell | SellTotal | List | Discount | Net | Weight | Net Freight | Net Install | Class | Case Cube | Spreadsheet Notes | Taxable | Units Per Case | Special
|  |  | 0 |  |  | FS1.1 |  | 0 | 0 | 0 |  | 0 | 0.00 | 0 | 0 |  | 0.0 |  | True | 0
|  |  | 0 |  |  | BULK STORAGE AREA |  | 0 | 0 | 0 |  | 0 | 0.00 | 0 | 0 |  | 0.0 |  | True | 0
1 | RDT | REFRIGERATION | 1 | ea | REFRIGERATION RACK |  |  | 0 | 0 | 65780 |  | 65780 | 0.00 | 0 | 0 |  | 0.0 |  | True | 0
2 |  |  | 0 |  | SpareNo | SpareNo |  | 0 | 0 | 0 |  | 0 | 0.00 | 0 | 0 |  | 0.0 |  | True | 0 | SpareNo
3 |  |  | 0 |  | SpareNo | SpareNo |  | 0 | 0 | 0 |  | 0 | 0.00 | 0 | 0 |  | 0.0 |  | True | 0 | SpareNo
4 |  |  | 0 |  | SpareNo | SpareNo |  | 0 | 0 | 0 |  | 0 | 0.00 | 0 | 0 |  | 0.0 |  | True | 0 | SpareNo
5 |  |  | 0 |  | SpareNo | SpareNo |  | 0 | 0 | 0 |  | 0 | 0.00 | 0 | 0 |  | 0.0 |  | True | 0 | SpareNo
6 | Custom |  | 1 | ea | WORK SURFACE | MILLWORK/ BY GENERAL CONTRACTOR |  | 0 | 0 | 0 |  | 0 | 0.00 | 0 | 0 |  | 0.0 |  | True | 0
7 | OS&e | OS&E | 1 | ea | COMPUTER | BY OS&E |  | 0 | 0 | 0 |  | 0 | 0.00 | 0 | 0 |  | 0.0 |  | True | 0
8 | OS&E | OS&E | 1 | ea | CHAIR | BY OS&E |  | 0 | 0 | 0 |  | 0 | 0.00 | 0 | 0 |  | 0.0 |  | True | 0
9 |  |  | 0 |  | SpareNo | SpareNo |  | 0 | 0 | 0 |  | 0 | 0.00 | 0 | 0 |  | 0.0 |  | True | 0 | SpareNo
10 |  |  | 0 |  | SpareNo | SpareNo |  | 0 | 0 | 0 |  | 0 | 0.00 | 0 | 0 |  | 0.0 |  | True | 0 | SpareNo
11 | Metro | TTE24C | 1 | kt | HIGH DENSITY SHELVING | Super Erecta® & Super Adjustable Top-Track Stationary End Unit Kit, 24"W, includes: 86"H chrome plated posts, & hardware necessary for connecting stationary end units to track (shelves sold separately), NSF |  | 396.5 | 396.5 | 793 | 50 | 396.5 | 12.00 | 0 | 0 | 70 | 0.43000 |  | True | 1
12 | Metro | TTE24C | 1 | kt | HIGH DENSITY SHELVING | Super Erecta® & Super Adjustable Top-Track Stationary End Unit Kit, 24"W, includes: 86"H chrome plated posts, & hardware necessary for connecting stationary end units to track (shelves sold separately), NSF |  | 396.5 | 396.5 | 793 | 50 | 396.5 | 12.00 | 0 | 0 | 70 | 0.43000 |  | True | 1
13 | Metro | TTE24C | 1 | kt | HIGH DENSITY SHELVING | Super Erecta® & Super Adjustable Top-Track Stationary End Unit Kit, 24"W, includes: 86"H chrome plated posts, & hardware necessary for connecting stationary end units to track (shelves sold separately), NSF |  | 396.5 | 396.5 | 793 | 50 | 396.5 | 12.00 | 0 | 0 | 70 | 0.43000 |  | True | 1
14 | Metro | 1848NC | 2 | ea | DRY STORAGE SHELVING | Super Erecta® Shelf, wire, 48"W x 18"D, plastic split sleeves are included in each carton, Metroseal 3™ epoxy-coated corrosion-resistant finish with Microban® antimicrobial protection, NSF | 0.047619 | 384.9982 | 770 | 733.33 | 50 | 366.665 | 12.00 | 0 | 0 | 70 | 0.8 |  | True | 1
15 |  |  | 0 |  | SpareNo | SpareNo |  | 0 | 0 | 0 |  | 0 | 0.00 | 0 | 0 |  | 0.0 |  | True | 0 | SpareNo
16 | Metro | 1848NC | 11 | ea | NON-FOOD STORAGE SHELVING | Super Erecta® Shelf, wire, 48"W x 18"D, plastic split sleeves are included in each carton, Metroseal 3™ epoxy-coated corrosion-resistant finish with Microban® antimicrobial protection, NSF | 0.047619 | 384.9982 | 4235 | 733.33 | 50 | 366.665 | 12.00 | 0 | 0 | 70 | 0.8 |  | True | 1
17 | Metro | 1848NC | 9 | ea | EQUIPMENT STORAGE SHELVING | Super Erecta® Shelf, wire, 48"W x 18"D, plastic split sleeves are included in each carton, Metroseal 3™ epoxy-coated corrosion-resistant finish with Microban® antimicrobial protection, NSF | 0.047619 | 384.9982 | 3465 | 733.33 | 50 | 366.665 | 12.00 | 0 | 0 | 70 | 0.8 |  | True | 1
18 | Thermalrite | CUSTOM | 1 | ea | BEVERAGE COOLER |  |  | 0 | 0 | 0 |  | 0 | 0.00 | 0 | 0 |  | 0.0 |  | True | 0
19 |  |  | 0 |  | SpareNo | SpareNo |  | 0 | 0 | 0 |  | 0 | 0.00 | 0 | 0 |  | 0.0 |  | True | 0 | SpareNo
20 |  |  | 0 |  | SpareNo | SpareNo |  | 0 | 0 | 0 |  | 0 | 0.00 | 0 | 0 |  | 0.0 |  | True | 0 | SpareNo
21 | Custom Fabrication | STAINLESS STEEL | 1 | ea | FLOOR TROUGH AND GRATE |  |  | 0 | 0 | 0 |  | 0 | 0.00 | 0 | 0 |  | 0.0 |  | True | 0
22 | RDT | EVAPORATOR COIL | 1 | ea | EVAPORATOR COIL |  |  | 0 | 0 | 0 |  | 0 | 0.00 | 0 | 0 |  | 0.0 |  | True | 0
23 | Metro | 1848NK3 | 7 | ea | COOLER STORAGE SHELVING | Super Erecta® Shelf, wire, 48"W x 18"D, plastic split sleeves are included in each carton, Metroseal 3™ epoxy-coated corrosion-resistant finish with Microban® antimicrobial protection, NSF | 0.047619 | 384.9982 | 2695 | 733.33 | 50 | 366.665 | 12.00 | 0 | 0 | 70 | 0.8 |  | True | 1
24 | Metro | 1848NC | 8 | ea | BEVERAGE STORAGE SHELVING | Super Erecta® Shelf, wire, 48"W x 18"D, plastic split sleeves are included in each carton, Metroseal 3™ epoxy-coated corrosion-resistant finish with Microban® antimicrobial protection, NSF | 0.047619 | 384.9982 | 3080 | 733.33 | 50 | 366.665 | 12.00 | 0 | 0 | 70 | 0.8 |  | True | 1
25 |  |  | 0 |  | SpareNo | SpareNo |  | 0 | 0 | 0 |  | 0 | 0.00 | 0 | 0 |  | 0.0 |  | True | 0 | SpareNo
26 | Vendor |  | 2 | ea | SODA BAG IN BOX RACK | BY VENDOR |  | 0 | 0 | 0 |  | 0 | 0.00 | 0 | 0 |  | 0.0 |  | True | 0
27 | Vendor |  | 5 | ea | CO2 TANK | BY VENDOR |  | 0 | 0 | 0 |  | 0 | 0.00 | 0 | 0 |  | 0.0 |  | True | 0
28 | Mars Air Systems | STD242-1UA-OB-VHP | 1 | ea | AIR CURTAIN | Standard Series 2 Air Curtain, for 42" wide door, unheated, UVC/HCP, includes magnetic switch (99-018) and 24v control, galvanized steel cabinet, obsidian black powder coat finish, (1) 1/2 HP motor, 115v/60/1-ph, 510 watts, cord & plug, 5.1 amps, cETLus |  | 1200 | 1200 | 2400 | 50 | 1200 | 0.00 | 0 | 0 |  | 0.0 |  | True | 1
29 |  |  | 0 |  | SpareNo | SpareNo |  | 0 | 0 | 0 |  | 0 | 0.00 | 0 | 0 |  | 0.0 |  | True | 0 | SpareNo
30 |  |  | 0 |  | SpareNo | SpareNo |  | 0 | 0 | 0 |  | 0 | 0.00 | 0 | 0 |  | 0.0 |  | True | 0 | SpareNo
31 | Thermalrite | CUSTOM | 1 | ea | BULK COOLER |  |  | 0 | 0 | 0 |  | 0 | 0.00 | 0 | 0 |  | 0.0 |  | True | 0
32 | Custom Fabrication | STAINLESS STEEL | 1 | ea | FLOOR TROUGH AND GRATE |  |  | 0 | 0 | 0 |  | 0 | 0.00 | 0 | 0 |  | 0.0 |  | True | 0
33 | RDT | EVAPORATOR COIL | 1 | ea | LOW-PROFILE EVAPORATOR COIL |  |  | 0 | 0 | 0 |  | 0 | 0.00 | 0 | 0 |  | 0.0 |  | True | 0
34 | Metro | 1848NK3 | 11 | ea | COOLER STORAGE SHELVING | Super Erecta® Shelf, wire, 48"W x 18"D, plastic split sleeves are included in each carton, Metroseal 3™ epoxy-coated corrosion-resistant finish with Microban® antimicrobial protection, NSF | 0.047619 | 384.9982 | 4235 | 733.33 | 50 | 366.665 | 12.00 | 0 | 0 | 70 | 0.8 |  | True | 1
35 |  |  | 0 |  | SpareNo | SpareNo |  | 0 | 0 | 0 |  | 0 | 0.00 | 0 | 0 |  | 0.0 |  | True | 0 | SpareNo
36 | Thermalrite | CUSTOM | 1 | ea | BULK FREEZER |  |  | 0 | 0 | 0 |  | 0 | 0.00 | 0 | 0 |  | 0.0 |  | True | 0
37 | Custom Fabrication | STAINLESS STEEL | 1 | ea | FLOOR TROUGH AND GRATE |  |  | 0 | 0 | 0 |  | 0 | 0.00 | 0 | 0 |  | 0.0 |  | True | 0
38 | RDT | EVAPORATOR COIL | 1 | ea | LOW-PROFILE EVAPORATOR COIL |  |  | 0 | 0 | 0 |  | 0 | 0.00 | 0 | 0 |  | 0.0 |  | True | 0
39 |  |  | 0 |  | SpareNo | SpareNo |  | 0 | 0 | 0 |  | 0 | 0.00 | 0 | 0 |  | 0.0 |  | True | 0 | SpareNo
40 |  |  | 0 |  | SpareNo | SpareNo |  | 0 | 0 | 0 |  | 0 | 0.00 | 0 | 0 |  | 0.0 |  | True | 0 | SpareNo
41 | Metro | 1848NK3 | 17 | ea | FREEZER STORAGE SHELVING | Super Erecta® Shelf, wire, 48"W x 18"D, plastic split sleeves are included in each carton, Metroseal 3™ epoxy-coated corrosion-resistant finish with Microban® antimicrobial protection, NSF | 0.047619 | 384.9982 | 6545 | 733.33 | 50 | 366.665 | 12.00 | 0 | 0 | 70 | 0.8 |  | True | 1
42 | Thermalrite | CUSTOM | 1 | ea | THAW COOLER |  |  | 0 | 0 | 0 |  | 0 | 0.00 | 0 | 0 |  | 0.0 |  | True | 0
43 | Custom Fabrication | STAINLESS STEEL | 1 | ea | FLOOR TROUGH AND GRATE |  |  | 0 | 0 | 0 |  | 0 | 0.00 | 0 | 0 |  | 0.0 |  | True | 0
44 | RDT | EVAPORATOR COIL | 1 | ea | EVAPORATOR COIL |  |  | 0 | 0 | 0 |  | 0 | 0.00 | 0 | 0 |  | 0.0 |  | True | 0
45 |  |  | 0 |  | SpareNo | SpareNo |  | 0 | 0 | 0 |  | 0 | 0.00 | 0 | 0 |  | 0.0 |  | True | 0 | SpareNo
46 | Metro | 1848NK3 | 5 | ea | COOLER STORAGE SHELVING | Super Erecta® Shelf, wire, 48"W x 18"D, plastic split sleeves are included in each carton, Metroseal 3™ epoxy-coated corrosion-resistant finish with Microban® antimicrobial protection, NSF | 0.047619 | 384.9982 | 1925 | 733.33 | 50 | 366.665 | 12.00 | 0 | 0 | 70 | 0.8 |  | True | 1
47 | New Age | 1331 | 2 | ea | UTILITY RACK | Bun Pan Rack, mobile, full height, end loading, open sides, accommodates (20) 18" x 26" pans, slides on 3" centers, all welded aluminum construction, (4) 5" platform casters, NSF, Made in USA |  | 533.5 | 1067 | 1067 | 50 | 533.5 | 58.00 | 0 | 0 | 250 | 20.77000 |  | True | 1
48 | Thermalrite | CUSTOM | 1 | ea | DAIRY COOLER |  |  | 0 | 0 | 0 |  | 0 | 0.00 | 0 | 0 |  | 0.0 |  | True | 0
49 |  |  | 0 |  | SpareNo | SpareNo |  | 0 | 0 | 0 |  | 0 | 0.00 | 0 | 0 |  | 0.0 |  | True | 0 | SpareNo
50 |  |  | 0 |  | SpareNo | SpareNo |  | 0 | 0 | 0 |  | 0 | 0.00 | 0 | 0 |  | 0.0 |  | True | 0 | SpareNo
51 | Custom Fabrication | STAINLESS STEEL | 1 | ea | FLOOR TROUGH AND GRATE |  |  | 0 | 0 | 0 |  | 0 | 0.00 | 0 | 0 |  | 0.0 |  | True | 0
52 | RDT | EVAPORATOR COIL | 1 | ea | EVAPORATOR COIL |  |  | 0 | 0 | 0 |  | 0 | 0.00 | 0 | 0 |  | 0.0 |  | True | 0
53 | Metro | 1848NK3 | 6 | ea | COOLER STORAGE SHELVING | Super Erecta® Shelf, wire, 48"W x 18"D, plastic split sleeves are included in each carton, Metroseal 3™ epoxy-coated corrosion-resistant finish with Microban® antimicrobial protection, NSF | 0.047619 | 384.9982 | 2310 | 733.33 | 50 | 366.665 | 12.00 | 0 | 0 | 70 | 0.8 |  | True | 1
54 |  |  | 0 |  | SpareNo | SpareNo |  | 0 | 0 | 0 |  | 0 | 0.00 | 0 | 0 |  | 0.0 |  | True | 0 | SpareNo
55 |  |  | 0 |  | SpareNo | SpareNo |  | 0 | 0 | 0 |  | 0 | 0.00 | 0 | 0 |  | 0.0 |  | True | 0 | SpareNo
|  |  | 0 |  |  | PREPARATION AREA |  | 0 | 0 | 0 |  | 0 | 0.00 | 0 | 0 |  | 0.0 |  | True | 0
56 | Thermalrite | CUSTOM | 1 | ea | PROTIEN FREEZER |  |  | 0 | 0 | 0 |  | 0 | 0.00 | 0 | 0 |  | 0.0 |  | True | 0
57 | RDT | EVAPORATOR COIL | 1 | ea | EVAPORATOR COIL |  |  | 0 | 0 | 0 |  | 0 | 0.00 | 0 | 0 |  | 0.0 |  | True | 0
58 | Metro | 1848NK3 | 6 | ea | FREEZER STORAGE SHELVING | Super Erecta® Shelf, wire, 48"W x 18"D, plastic split sleeves are included in each carton, Metroseal 3™ epoxy-coated corrosion-resistant finish with Microban® antimicrobial protection, NSF | 0.047619 | 384.9982 | 2310 | 733.33 | 50 | 366.665 | 12.00 | 0 | 0 | 70 | 0.8 |  | True | 1
59 |  |  | 0 |  | SpareNo | SpareNo |  | 0 | 0 | 0 |  | 0 | 0.00 | 0 | 0 |  | 0.0 |  | True | 0 | SpareNo
60 |  |  | 0 |  | SpareNo | SpareNo |  | 0 | 0 | 0 |  | 0 | 0.00 | 0 | 0 |  | 0.0 |  | True | 0 | SpareNo
61 | Thermalrite | CUSTOM | 1 | ea | PROTIEN COOLER |  |  | 0 | 0 | 0 |  | 0 | 0.00 | 0 | 0 |  | 0.0 |  | True | 0
62 | Custom Fabrication | STAINLESS STEEL | 1 | ea | FLOOR TROUGH AND GRATE |  |  | 0 | 0 | 0 |  | 0 | 0.00 | 0 | 0 |  | 0.0 |  | True | 0
63 | RDT | EVAPORATOR COIL | 1 | ea | EVAPORATOR COIL |  |  | 0 | 0 | 0 |  | 0 | 0.00 | 0 | 0 |  | 0.0 |  | True | 0
64 | Metro | 1848NK3 | 6 | ea | COOLER STORAGE SHELVING | Super Erecta® Shelf, wire, 48"W x 18"D, plastic split sleeves are included in each carton, Metroseal 3™ epoxy-coated corrosion-resistant finish with Microban® antimicrobial protection, NSF | 0.047619 | 384.9982 | 2310 | 733.33 | 50 | 366.665 | 12.00 | 0 | 0 | 70 | 0.8 |  | True | 1
65 |  |  | 0 |  | SpareNo | SpareNo |  | 0 | 0 | 0 |  | 0 | 0.00 | 0 | 0 |  | 0.0 |  | True | 0 | SpareNo
66 | Advance Tabco | 7-PS-61 | 1 | ea | Hand Sink | Hand Sink, wall mounted, 14" wide x 10" front-to-back x 5" deep bowl, 20 gauge 304 stainless steel, electronic faucet (battery & 110v options both supplied), basket drain, wall bracket, NSF, cCSAus |  | 1463.5 | 1463.5 | 2927 | 50 | 1463.5 | 19.00 | 0 | 0 | 100 | 2.00000 |  | True | 1
67 | Rubbermaid | FG354060GRAY | 1 | ea | TRASH RECEPTACLE | Slim Jim® Container, 23 gallon, 22"W x 11"D x 30"H, with venting channels, molded-in handles, general purpose waste, open type without lid, high-impact plastic construction, gray, Made in USA |  | 47.13 | 47.13 | 94.26 | 50 | 47.13 | 8.24 | 0 | 0 | 150 | 0.0 |  | True | 4
68 |  |  | 0 |  | SpareNo | SpareNo |  | 0 | 0 | 0 |  | 0 | 0.00 | 0 | 0 |  | 0.0 |  | True | 0 | SpareNo
69 |  |  | 0 |  | SpareNo | SpareNo |  | 0 | 0 | 0 |  | 0 | 0.00 | 0 | 0 |  | 0.0 |  | True | 0 | SpareNo
70 |  |  | 0 |  | SpareNo | SpareNo |  | 0 | 0 | 0 |  | 0 | 0.00 | 0 | 0 |  | 0.0 |  | True | 0 | SpareNo
71 | Custom Fabrication | STAINLESS STEEL | 1 | ea | PREPARATION TABLE WITH SINK |  |  | 0 | 0 | 0 |  | 0 | 0.00 | 0 | 0 |  | 0.0 |  | True | 0
72 | Custom Fabrication | STAINLESS STEEL | 1 | ea | DOUBLE WALL SHELF |  |  | 0 | 0 | 0 |  | 0 | 0.00 | 0 | 0 |  | 0.0 |  | True | 0
73 | Rubbermaid | FG262000GRAY | 1 | ea | TRASH RECEPTACLE | ProSave® Brute® Container, without lid, 20 gallon, 19-1/2"D x 22-7/8"H, round, reinforced rims, built in handles, double rimmed base, high-impact plastic construction, gray, NSF | 0.047662 | 121.06 | 121.06 | 230.58 | 50 | 115.29 | 16.41 | 0 | 0 | 250 | 1.44 |  | True | 6
74 | Custom Fabrication | STAINLESS STEEL | 1 | ea | RECESSED CUTTING BOARD |  |  | 0 | 0 | 0 |  | 0 | 0.00 | 0 | 0 |  | 0.0 |  | True | 0
75 |  |  | 0 |  | SpareNo | SpareNo |  | 0 | 0 | 0 |  | 0 | 0.00 | 0 | 0 |  | 0.0 |  | True | 0 | SpareNo
76 | Hobart | 4812+BUILDUP | 1 | ea | MEAT GRINDER | Meat Chopper, bench type, #12 hub, 1/2 HP motor, 8 lb/min capacity, 4" legs, various chop end & pan options are available, cULus, NSF |  | 5167 | 5167 | 5167 |  | 5167 | 163.00 | 0 | 0 |  | 6.70000 |  | True | 1
77 | Sipromac | 450-T | 1 | ea | VACUUM PACKAGING MACHINE |  |  | 0 | 0 | 0 | 30 | 0 | 0.00 | 0 | 0 |  | 0.0 |  | True | 0
78 | Rubbermaid | FG262000GRAY | 1 | ea | TRASH RECEPTACLE | ProSave® Brute® Container, without lid, 20 gallon, 19-1/2"D x 22-7/8"H, round, reinforced rims, built in handles, double rimmed base, high-impact plastic construction, gray, NSF | 0.047662 | 121.06 | 121.06 | 230.58 | 50 | 115.29 | 16.41 | 0 | 0 | 250 | 1.44 |  | True | 6
79 |  |  | 0 |  | SpareNo | SpareNo |  | 0 | 0 | 0 |  | 0 | 0.00 | 0 | 0 |  | 0.0 |  | True | 0 | SpareNo
80 |  |  | 0 |  | SpareNo | SpareNo |  | 0 | 0 | 0 |  | 0 | 0.00 | 0 | 0 |  | 0.0 |  | True | 0 | SpareNo
81 | Custom Fabrication | STAINLESS STEEL | 2 | ea | RECESSED CUTTING BOARD |  |  | 0 | 0 | 0 |  | 0 | 0.00 | 0 | 0 |  | 0.0 |  | True | 0
82 | Edlund | KSUV-18 | 1 | ea | KNIFE SANITIZER | Knife Sterilizer Cabinet, holds up to 12 knives (2 larger slots to accommodate cleavers), LED light indicator, UV filtered plexiglass door with lockable keyed handle, stainless steel, 115v/60/1-ph, 70 watts, NEMA 5-15P, NSF, cETLus |  | 2122 | 2122 | 2122 |  | 2122 | 30.00 | 0 | 0 | 70 | 0.0 |  | True | 1
83 | OS&e | OS&E | 1 | ea | PREPARATION LABEL PRINTER | BY OS&E |  | 0 | 0 | 0 |  | 0 | 0.00 | 0 | 0 |  | 0.0 |  | True | 0
84 | Detecto | AP-6 | 2 | ea | PORTION SCALE |  |  | 388 | 776 | 776 | 50 | 388 | 5.00 | 0 | 0 | UPS | 0.0 |  | True | 1
85 |  |  | 0 |  | SpareNo | SpareNo |  | 0 | 0 | 0 |  | 0 | 0.00 | 0 | 0 |  | 0.0 |  | True | 0 | SpareNo
86 | Hobart | HL200-1STD | 1 | ea | 20 QT. MIXER | 100-120/50/60/1; Bench type mixer; with bowl, beater, whip & spiral dough arm, US/EXP configuration - Legacy Planetary Mixer, Bench, 20 quart, (3) fixed speeds plus stir speed, gear-driven transmission, 15-minute SmartTimer™, #12 taper hub, manual bowl lift, stainless steel bowl, aluminum "B" beater, stainless steel "D" wire whip, aluminum "ED" spiral dough arm, stainless steel bowl guard, 1/2 hp, cord with plug |  | 10349 | 10349 | 10349 |  | 10349 | 280.00 | 0 | 0 |  | 0.0 |  | True | 1
87 | Custom Fabrication | STAINLESS STEEL | 1 | ea | MIXER UTENSIL RACK |  |  | 0 | 0 | 0 |  | 0 | 0.00 | 0 | 0 |  | 0.0 |  | True | 0
88 | Thermalrite | PSF-16PCO | 1 | ea | AIR PURIFIER |  |  | 0 | 0 | 0 |  | 0 | 0.00 | 0 | 0 |  | 0.0 |  | True | 0
89 |  |  | 0 |  | SpareNo | SpareNo |  | 0 | 0 | 0 |  | 0 | 0.00 | 0 | 0 |  | 0.0 |  | True | 0 | SpareNo
90 |  |  | 0 |  | SpareNo | SpareNo |  | 0 | 0 | 0 |  | 0 | 0.00 | 0 | 0 |  | 0.0 |  | True | 0 | SpareNo
91 | Custom Fabrication | STAINLESS STEEL | 1 | ea | MOBILE PREPARATION TABLE |  |  | 0 | 0 | 0 |  | 0 | 0.00 | 0 | 0 |  | 0.0 |  | True | 0
92 | New Age | 1331 | 3 | ea | UTILITY RACK | Bun Pan Rack, mobile, full height, end loading, open sides, accommodates (20) 18" x 26" pans, slides on 3" centers, all welded aluminum construction, (4) 5" platform casters, NSF, Made in USA |  | 533.5 | 1600.5 | 1067 | 50 | 533.5 | 58.00 | 0 | 0 | 250 | 20.77000 |  | True | 1
93 | Metro | 1848NC | 1 | ea | DRY STORAGE SHELVING | Super Erecta® Shelf, wire, 48"W x 18"D, plastic split sleeves are included in each carton, Metroseal 3™ epoxy-coated corrosion-resistant finish with Microban® antimicrobial protection, NSF | 0.047619 | 384.9982 | 385 | 733.33 | 50 | 366.665 | 12.00 | 0 | 0 | 70 | 0.8 |  | True | 1
94 | RDT | EVAPORATOR COIL | 1 | ea | EVAPORATOR COIL |  |  | 0 | 0 | 0 |  | 0 | 0.00 | 0 | 0 |  | 0.0 |  | True | 0
95-100 |  |  | 0 |  | SpareNo | SpareNo |  | 0 | 0 | 0 |  | 0 | 0.00 | 0 | 0 |  | 0.0 |  | True | 0 | SpareNo
|  |  | 0 |  |  | PREPARATION AREA |  | 0 | 0 | 0 |  | 0 | 0.00 | 0 | 0 |  | 0.0 |  | True | 0
101 | Thermalrite | CUSTOM | 1 | ea | VEGETABLE COOLER |  |  | 0 | 0 | 0 |  | 0 | 0.00 | 0 | 0 |  | 0.0 |  | True | 0
102 | Custom Fabrication | STAINLESS STEEL | 1 | ea | FLOOR TROUGH AND GRATE |  |  | 0 | 0 | 0 |  | 0 | 0.00 | 0 | 0 |  | 0.0 |  | True | 0
103 | RDT | EVAPORATOR COIL | 1 | ea | LOW-PROFILE EVAPORATOR COIL |  |  | 0 | 0 | 0 |  | 0 | 0.00 | 0 | 0 |  | 0.0 |  | True | 0
104 | Metro | 1848NK3 | 11 | ea | COOLER STORAGE SHELVING | Super Erecta® Shelf, wire, 48"W x 18"D, plastic split sleeves are included in each carton, Metroseal 3™ epoxy-coated corrosion-resistant finish with Microban® antimicrobial protection, NSF | 0.047619 | 384.9982 | 4235 | 733.33 | 50 | 366.665 | 12.00 | 0 | 0 | 70 | 0.8 |  | True | 1
105 |  |  | 0 |  | SpareNo | SpareNo |  | 0 | 0 | 0 |  | 0 | 0.00 | 0 | 0 |  | 0.0 |  | True | 0 | SpareNo
106 | Custom Fabrication | STAINLESS STEEL | 1 | ea | FLOOR TROUGH AND GRATE |  |  | 0 | 0 | 0 |  | 0 | 0.00 | 0 | 0 |  | 0.0 |  | True | 0
107 | Custom Fabrication | STAINLESS STEEL | 1 | ea | PREPARATION TABLE WITH SINKS |  |  | 0 | 0 | 0 |  | 0 | 0.00 | 0 | 0 |  | 0.0 |  | True | 0
108 | Custom Fabrication | STAINLESS STEEL | 1 | ea | DOUBLE WALL SHELF |  |  | 0 | 0 | 0 |  | 0 | 0.00 | 0 | 0 |  | 0.0 |  | True | 0
109 |  |  | 0 |  | SpareNo | SpareNo |  | 0 | 0 | 0 |  | 0 | 0.00 | 0 | 0 |  | 0.0 |  | True | 0 | SpareNo
110 |  |  | 0 |  | SpareNo | SpareNo |  | 0 | 0 | 0 |  | 0 | 0.00 | 0 | 0 |  | 0.0 |  | True | 0 | SpareNo
111 | Rubbermaid | FG262000GRAY | 1 | ea | TRASH RECEPTACLE | ProSave® Brute® Container, without lid, 20 gallon, 19-1/2"D x 22-7/8"H, round, reinforced rims, built in handles, double rimmed base, high-impact plastic construction, gray, NSF | 0.047662 | 121.06 | 121.06 | 230.58 | 50 | 115.29 | 16.41 | 0 | 0 | 250 | 1.44 |  | True | 6
112 | Hobart | SDPS-11 | 1 | ea | VEGETABLE DRYER | Salad Dryer, floor model, 20 gallon capacity (approximately 16 heads of lettuce), 406 RPM, stainless steel outer tub & lid, polyethylene spin basket with handle grips, fully sealed polyethylene base, 5-minute timer, permanently lubricated gear drive, drain pipe extension tube, stainless steel motor splashguard, casters with brakes, 1/4 HP motor with thermal overload, 115/60/1, 2.5 amps, UL, NSF |  | 7084 | 7084 | 7084 |  | 7084 | 113.00 | 0 | 0 |  | 15.30000 |  | True | 1
113 | Custom Fabrication | STAINLESS STEEL | 2 | ea | RECESSED CUTTING BOARD |  |  | 0 | 0 | 0 |  | 0 | 0.00 | 0 | 0 |  | 0.0 |  | True | 0
114 | Edlund | KSUV-18 | 1 | ea | KNIFE SANITIZER | Knife Sterilizer Cabinet, holds up to 12 knives (2 larger slots to accommodate cleavers), LED light indicator, UV filtered plexiglass door with lockable keyed handle, stainless steel, 115v/60/1-ph, 70 watts, NEMA 5-15P, NSF, cETLus |  | 2122 | 2122 | 2122 |  | 2122 | 30.00 | 0 | 0 | 70 | 0.0 |  | True | 1
115 |  |  | 0 |  | SpareNo | SpareNo |  | 0 | 0 | 0 |  | 0 | 0.00 | 0 | 0 |  | 0.0 |  | True | 0 | SpareNo
116 | OS&e | OS&E | 1 | ea | PREPARATION LABEL PRINTER | BY OS&E |  | 0 | 0 | 0 |  | 0 | 0.00 | 0 | 0 |  | 0.0 |  | True | 0
117 | Detecto | AP-6 | 2 | ea | PORTION SCALE |  |  | 388 | 776 | 776 | 50 | 388 | 5.00 | 0 | 0 | UPS | 0.0 |  | True | 1
119 |  |  | 0 |  | SpareNo | SpareNo |  | 0 | 0 | 0 |  | 0 | 0.00 | 0 | 0 |  | 0.0 |  | True | 0 | SpareNo
120 |  |  | 0 |  | SpareNo | SpareNo |  | 0 | 0 | 0 |  | 0 | 0.00 | 0 | 0 |  | 0.0 |  | True | 0 | SpareNo
121 | Hobart | HL200-1STD | 1 | ea | 20 QT. MIXER | 100-120/50/60/1; Bench type mixer; with bowl, beater, whip & spiral dough arm, US/EXP configuration - Legacy Planetary Mixer, Bench, 20 quart, (3) fixed speeds plus stir speed, gear-driven transmission, 15-minute SmartTimer™, #12 taper hub, manual bowl lift, stainless steel bowl, aluminum "B" beater, stainless steel "D" wire whip, aluminum "ED" spiral dough arm, stainless steel bowl guard, 1/2 hp, cord with plug |  | 10349 | 10349 | 10349 |  | 10349 | 280.00 | 0 | 0 |  | 0.0 |  | True | 1
122 | Custom Fabrication | STAINLESS STEEL | 1 | ea | MIXER UTENSIL RACK |  |  | 0 | 0 | 0 |  | 0 | 0.00 | 0 | 0 |  | 0.0 |  | True | 0
123 |  |  | 0 |  | SpareNo | SpareNo |  | 0 | 0 | 0 |  | 0 | 0.00 | 0 | 0 |  | 0.0 |  | True | 0 | SpareNo
124 |  |  | 0 |  | SpareNo | SpareNo |  | 0 | 0 | 0 |  | 0 | 0.00 | 0 | 0 |  | 0.0 |  | True | 0 | SpareNo
125 |  |  | 0 |  | SpareNo | SpareNo |  | 0 | 0 | 0 |  | 0 | 0.00 | 0 | 0 |  | 0.0 |  | True | 0 | SpareNo
126 | RDT | EVAPORATOR COIL | 1 | ea | EVAPORATOR COIL |  |  | 0 | 0 | 0 |  | 0 | 0.00 | 0 | 0 |  | 0.0 |  | True | 0
127 | Custom Fabrication | STAINLESS STEEL | 1 | ea | PREPARATION TABLE WITH SINK |  |  | 0 | 0 | 0 |  | 0 | 0.00 | 0 | 0 |  | 0.0 |  | True | 0
128 | Custom Fabrication | STAINLESS STEEL | 1 | ea | DOUBLE WALL SHELF |  |  | 0 | 0 | 0 |  | 0 | 0.00 | 0 | 0 |  | 0.0 |  | True | 0
129 |  |  | 0 |  | SpareNo | SpareNo |  | 0 | 0 | 0 |  | 0 | 0.00 | 0 | 0 |  | 0.0 |  | True | 0 | SpareNo
130 |  |  | 0 |  | SpareNo | SpareNo |  | 0 | 0 | 0 |  | 0 | 0.00 | 0 | 0 |  | 0.0 |  | True | 0 | SpareNo
131 | Robot Coupe | R2N | 1 | ea | FOOD PROCESSOR | Commercial Food Processor, 3 liter gray polycarbonate bowl with handle, vegetable prep attachment with external ejection, kidney-shaped opening, includes: (1) "S" blade (27055), (1) 2mm grating disc (27577), (1) 4mm slicing disc (27566), continuous feed, bowl attachment designed for vertical cutting & mixing, on/off & pulse switch, single speed, 1725 RPM, 120v/60/1-ph, 7.0 amps, 1 HP, NEMA 5-15P, cETLus, ETL-Sanitation | 0.00025231 | 1189 | 1189 | 1591 | 25.285984 | 1188.7 | 33.00 | 0 | 0 | 100 | 2.52 |  | True | 1
132 | Piper Products | GSM XL | 1 | ea | VEGETABLE SLICER | Anliker XL (Previously Globe Model # GVC600) Vegetable Cutter, ergonomic 45° angle, on-off latch, double safety interlocks, processes up to 900 lbs. per hour, 280 RPM, polished cast aluminum hopper head & sealed upper housing, stainless steel body & base, antimicrobial protection, gear-drive, CE, NSF, UL, HACCP (discs sold separately) |  | 4153 | 4153 | 8306 | 50 | 4153 | 81.13 | 0 | 0 |  | 0.0 |  | True | 1
133 | Rubbermaid | FG262000GRAY | 1 | ea | TRASH RECEPTACLE | ProSave® Brute® Container, without lid, 20 gallon, 19-1/2"D x 22-7/8"H, round, reinforced rims, built in handles, double rimmed base, high-impact plastic construction, gray, NSF | 0.047662 | 121.06 | 121.06 | 230.58 | 50 | 115.29 | 16.41 | 0 | 0 | 250 | 1.44 |  | True | 6
134 | Advance Tabco | 7-PS-61 | 1 | ea | Hand Sink | Hand Sink, wall mounted, 14" wide x 10" front-to-back x 5" deep bowl, 20 gauge 304 stainless steel, electronic faucet (battery & 110v options both supplied), basket drain, wall bracket, NSF, cCSAus |  | 1463.5 | 1463.5 | 2927 | 50 | 1463.5 | 19.00 | 0 | 0 | 100 | 2.00000 |  | True | 1
135 |  |  | 0 |  | SpareNo | SpareNo |  | 0 | 0 | 0 |  | 0 | 0.00 | 0 | 0 |  | 0.0 |  | True | 0 | SpareNo
136 | Rubbermaid | FG354060GRAY | 1 | ea | TRASH RECEPTACLE | Slim Jim® Container, 23 gallon, 22"W x 11"D x 30"H, with venting channels, molded-in handles, general purpose waste, open type without lid, high-impact plastic construction, gray, Made in USA |  | 47.13 | 47.13 | 94.26 | 50 | 47.13 | 8.24 | 0 | 0 | 150 | 0.0 |  | True | 4
137 | Thermalrite | PSF-16PCO | 1 | ea | AIR PURIFIER |  |  | 0 | 0 | 0 |  | 0 | 0.00 | 0 | 0 |  | 0.0 |  | True | 0
138 | New Age | 1331 | 2 | ea | UTILITY RACK | Bun Pan Rack, mobile, full height, end loading, open sides, accommodates (20) 18" x 26" pans, slides on 3" centers, all welded aluminum construction, (4) 5" platform casters, NSF, Made in USA |  | 533.5 | 1067 | 1067 | 50 | 533.5 | 58.00 | 0 | 0 | 250 | 20.77000 |  | True | 1
139 |  |  | 0 |  | SpareNo | SpareNo |  | 0 | 0 | 0 |  | 0 | 0.00 | 0 | 0 |  | 0.0 |  | True | 0 | SpareNo
140-145 |  |  | 0 |  | SpareNo | SpareNo |  | 0 | 0 | 0 |  | 0 | 0.00 | 0 | 0 |  | 0.0 |  | True | 0 | SpareNo
146 | Thermalrite | CUSTOM | 1 | ea | CATERING COOLER |  |  | 0 | 0 | 0 |  | 0 | 0.00 | 0 | 0 |  | 0.0 |  | True | 0
147 | Custom Fabrication | STAINLESS STEEL | 1 | ea | FLOOR TROUGH AND GRATE |  |  | 0 | 0 | 0 |  | 0 | 0.00 | 0 | 0 |  | 0.0 |  | True | 0
148 | RDT | EVAPORATOR COIL | 1 | ea | EVAPORATOR COIL |  |  | 0 | 0 | 0 |  | 0 | 0.00 | 0 | 0 |  | 0.0 |  | True | 0
149 |  |  | 0 |  | SpareNo | SpareNo |  | 0 | 0 | 0 |  | 0 | 0.00 | 0 | 0 |  | 0.0 |  | True | 0 | SpareNo
150 |  |  | 0 |  | SpareNo | SpareNo |  | 0 | 0 | 0 |  | 0 | 0.00 | 0 | 0 |  | 0.0 |  | True | 0 | SpareNo
151 | Metro | 1848NK3 | 6 | ea | COOLER STORAGE SHELVING | Super Erecta® Shelf, wire, 48"W x 18"D, plastic split sleeves are included in each carton, Metroseal 3™ epoxy-coated corrosion-resistant finish with Microban® antimicrobial protection, NSF | 0.047619 | 384.9982 | 2310 | 733.33 | 50 | 366.665 | 12.00 | 0 | 0 | 70 | 0.8 |  | True | 1
152 | Custom Fabrication | STAINLESS STEEL | 1 | ea | PREPARATION TABLE WITH SINK |  |  | 0 | 0 | 0 |  | 0 | 0.00 | 0 | 0 |  | 0.0 |  | True | 0
153 | Custom Fabrication | STAINLESS STEEL | 1 | ea | DOUBLE WALL SHELF |  |  | 0 | 0 | 0 |  | 0 | 0.00 | 0 | 0 |  | 0.0 |  | True | 0
154 | Custom Fabrication | STAINLESS STEEL | 2 | ea | RECESSED CUTTING BOARD |  |  | 0 | 0 | 0 |  | 0 | 0.00 | 0 | 0 |  | 0.0 |  | True | 0
155 |  |  | 0 |  | SpareNo | SpareNo |  | 0 | 0 | 0 |  | 0 | 0.00 | 0 | 0 |  | 0.0 |  | True | 0 | SpareNo
156 | OS&e | OS&E | 1 | ea | PREPARATION LABEL PRINTER | BY OS&E |  | 0 | 0 | 0 |  | 0 | 0.00 | 0 | 0 |  | 0.0 |  | True | 0
157 | Detecto | AP-6 | 2 | ea | PORTION SCALE |  |  | 388 | 776 | 776 | 50 | 388 | 5.00 | 0 | 0 | UPS | 0.0 |  | True | 1
158 | Rubbermaid | FG262000GRAY | 1 | ea | TRASH RECEPTACLE | ProSave® Brute® Container, without lid, 20 gallon, 19-1/2"D x 22-7/8"H, round, reinforced rims, built in handles, double rimmed base, high-impact plastic construction, gray, NSF | 0.047662 | 121.06 | 121.06 | 230.58 | 50 | 115.29 | 16.41 | 0 | 0 | 250 | 1.44 |  | True | 6
159 |  |  | 0 |  | SpareNo | SpareNo |  | 0 | 0 | 0 |  | 0 | 0.00 | 0 | 0 |  | 0.0 |  | True | 0 | SpareNo
160 |  |  | 0 |  | SpareNo | SpareNo |  | 0 | 0 | 0 |  | 0 | 0.00 | 0 | 0 |  | 0.0 |  | True | 0 | SpareNo
161 | True Mfg. - General Foodservice | STA2R-2S-HC | 1 | ea | REACH-IN REFRIGERATOR | SPEC SERIES® Refrigerator, reach-in, two-section, (2) stainless steel doors with locks, cam-lift hinges, digital temperature control, (6) chrome shelves, LED interior lights, stainless steel front & sides, aluminum interior sides & walls, stainless floor & ceiling, 5" castors, R290 Hydrocarbon refrigerant, 1/2 HP, 115v/60/1-ph, 5.9 amps, NEMA 5-15P, cULus, UL EPH Classified, Made in USA, ENERGY STAR® |  | 8939 | 8939 | 17878 | 50 | 8939 | 650.00 | 0 | 0 | 150 | 130.00000 |  | True | 1
162 | New Age | 1331 | 3 | ea | UTILITY RACK | Bun Pan Rack, mobile, full height, end loading, open sides, accommodates (20) 18" x 26" pans, slides on 3" centers, all welded aluminum construction, (4) 5" platform casters, NSF, Made in USA |  | 533.5 | 1600.5 | 1067 | 50 | 533.5 | 58.00 | 0 | 0 | 250 | 20.77000 |  | True | 1
163 | Advance Tabco | 7-PS-61 | 1 | ea | Hand Sink | Hand Sink, wall mounted, 14" wide x 10" front-to-back x 5" deep bowl, 20 gauge 304 stainless steel, electronic faucet (battery & 110v options both supplied), basket drain, wall bracket, NSF, cCSAus |  | 1463.5 | 1463.5 | 2927 | 50 | 1463.5 | 19.00 | 0 | 0 | 100 | 2.00000 |  | True | 1
164 | Rubbermaid | FG354060GRAY | 1 | ea | TRASH RECEPTACLE | Slim Jim® Container, 23 gallon, 22"W x 11"D x 30"H, with venting channels, molded-in handles, general purpose waste, open type without lid, high-impact plastic construction, gray, Made in USA |  | 47.13 | 47.13 | 94.26 | 50 | 47.13 | 8.24 | 0 | 0 | 150 | 0.0 |  | True | 4
165 |  |  | 0 |  | SpareNo | SpareNo |  | 0 | 0 | 0 |  | 0 | 0.00 | 0 | 0 |  | 0.0 |  | True | 0 | SpareNo
166 | Thermalrite | PSF-16PCO | 1 | ea | AIR PURIFIER |  |  | 0 | 0 | 0 |  | 0 | 0.00 | 0 | 0 |  | 0.0 |  | True | 0
167 | Custom Fabrication | STAINLESS STEEL | 1 | ea | PREPARATION TABLE |  |  | 0 | 0 | 0 |  | 0 | 0.00 | 0 | 0 |  | 0.0 |  | True | 0
168 | Custom Fabrication | STAINLESS STEEL | 1 | ea | DOUBLE WALL SHELF |  |  | 0 | 0 | 0 |  | 0 | 0.00 | 0 | 0 |  | 0.0 |  | True | 0
169 |  |  | 0 |  | SpareNo | SpareNo |  | 0 | 0 | 0 |  | 0 | 0.00 | 0 | 0 |  | 0.0 |  | True | 0 | SpareNo
170 |  |  | 0 |  | SpareNo | SpareNo |  | 0 | 0 | 0 |  | 0 | 0.00 | 0 | 0 |  | 0.0 |  | True | 0 | SpareNo
171 | Robot Coupe | R2N | 1 | ea | FOOD PROCESSOR | Commercial Food Processor, 3 liter gray polycarbonate bowl with handle, vegetable prep attachment with external ejection, kidney-shaped opening, includes: (1) "S" blade (27055), (1) 2mm grating disc (27577), (1) 4mm slicing disc (27566), continuous feed, bowl attachment designed for vertical cutting & mixing, on/off & pulse switch, single speed, 1725 RPM, 120v/60/1-ph, 7.0 amps, 1 HP, NEMA 5-15P, cETLus, ETL-Sanitation | 0.00025231 | 1189 | 1189 | 1591 | 25.285984 | 1188.7 | 33.00 | 0 | 0 | 100 | 2.52 |  | True | 1
172 | Piper Products | GSM XL | 1 | ea | VEGETABLE SLICER | Anliker XL (Previously Globe Model # GVC600) Vegetable Cutter, ergonomic 45° angle, on-off latch, double safety interlocks, processes up to 900 lbs. per hour, 280 RPM, polished cast aluminum hopper head & sealed upper housing, stainless steel body & base, antimicrobial protection, gear-drive, CE, NSF, UL, HACCP (discs sold separately) |  | 4153 | 4153 | 8306 | 50 | 4153 | 81.13 | 0 | 0 |  | 0.0 |  | True | 1
173 |  |  | 0 |  | SpareNo | SpareNo |  | 0 | 0 | 0 |  | 0 | 0.00 | 0 | 0 |  | 0.0 |  | True | 0 | SpareNo
174 |  |  | 0 |  | SpareNo | SpareNo |  | 0 | 0 | 0 |  | 0 | 0.00 | 0 | 0 |  | 0.0 |  | True | 0 | SpareNo
175-180 |  |  | 0 |  | SpareNo | SpareNo |  | 0 | 0 | 0 |  | 0 | 0.00 | 0 | 0 |  | 0.0 |  | True | 0 | SpareNo
181 | GC |  | 1 | ea | WORK SURFACE | MILLWORK BY GENERAL CONTRACTOR |  | 0 | 0 | 0 |  | 0 | 0.00 | 0 | 0 |  | 0.0 |  | True | 0
182 | Custom |  | 1 | ea | WALL CABINET | MILLWORK/ BY GENERAL CONTRACTOR |  | 0 | 0 | 0 |  | 0 | 0.00 | 0 | 0 |  | 0.0 |  | True | 0
183 | OS&E | OS&E | 4 | ea | CHAIR | BY OS&E |  | 0 | 0 | 0 |  | 0 | 0.00 | 0 | 0 |  | 0.0 |  | True | 0
184 | OS&e | OS&E | 4 | ea | COMPUTER | BY OS&E |  | 0 | 0 | 0 |  | 0 | 0.00 | 0 | 0 |  | 0.0 |  | True | 0
185 |  |  | 0 |  | SpareNo | SpareNo |  | 0 | 0 | 0 |  | 0 | 0.00 | 0 | 0 |  | 0.0 |  | True | 0 | SpareNo
186 | OS&e | OS&E | 1 | ea | PRINTER/COPIER | BY OS&E |  | 0 | 0 | 0 |  | 0 | 0.00 | 0 | 0 |  | 0.0 |  | True | 0
187 |  |  | 0 |  | SpareNo | SpareNo |  | 0 | 0 | 0 |  | 0 | 0.00 | 0 | 0 |  | 0.0 |  | True | 0 | SpareNo
188 |  |  | 0 |  | SpareNo | SpareNo |  | 0 | 0 | 0 |  | 0 | 0.00 | 0 | 0 |  | 0.0 |  | True | 0 | SpareNo
189 |  |  | 0 |  | SpareNo | SpareNo |  | 0 | 0 | 0 |  | 0 | 0.00 | 0 | 0 |  | 0.0 |  | True | 0 | SpareNo
190 |  |  | 0 |  | SpareNo | SpareNo |  | 0 | 0 | 0 |  | 0 | 0.00 | 0 | 0 |  | 0.0 |  | True | 0 | SpareNo
191 | Thermalrite | CUSTOM | 1 | ea | FINISH COOLER |  |  | 0 | 0 | 0 |  | 0 | 0.00 | 0 | 0 |  | 0.0 |  | True | 0
192 | Custom Fabrication | STAINLESS STEEL | 1 | ea | FLOOR TROUGH AND GRATE |  |  | 0 | 0 | 0 |  | 0 | 0.00 | 0 | 0 |  | 0.0 |  | True | 0
193 | RDT | EVAPORATOR COIL | 1 | ea | LOW-PROFILE EVAPORATOR COIL |  |  | 0 | 0 | 0 |  | 0 | 0.00 | 0 | 0 |  | 0.0 |  | True | 0
194 | Metro | 1848NK3 | 9 | ea | COOLER STORAGE SHELVING | Super Erecta® Shelf, wire, 48"W x 18"D, plastic split sleeves are included in each carton, Metroseal 3™ epoxy-coated corrosion-resistant finish with Microban® antimicrobial protection, NSF | 0.047619 | 384.9982 | 3465 | 733.33 | 50 | 366.665 | 12.00 | 0 | 0 | 70 | 0.8 |  | True | 1
195 |  |  | 0 |  | SpareNo | SpareNo |  | 0 | 0 | 0 |  | 0 | 0.00 | 0 | 0 |  | 0.0 |  | True | 0 | SpareNo
196 | New Age | 1331 | 7 | ea | UTILITY RACK | Bun Pan Rack, mobile, full height, end loading, open sides, accommodates (20) 18" x 26" pans, slides on 3" centers, all welded aluminum construction, (4) 5" platform casters, NSF, Made in USA |  | 533.5 | 3734.5 | 1067 | 50 | 533.5 | 58.00 | 0 | 0 | 250 | 20.77000 |  | True | 1
197 | Thermalrite | CUSTOM | 1 | ea | BLAST CHILLER |  |  | 0 | 0 | 0 |  | 0 | 0.00 | 0 | 0 |  | 0.0 |  | True | 0
198 | Custom Fabrication | STAINLESS STEEL | 1 | ea | FLOOR TROUGH AND GRATE |  |  | 0 | 0 | 0 |  | 0 | 0.00 | 0 | 0 |  | 0.0 |  | True | 0
199 |  |  | 0 |  | SpareNo | SpareNo |  | 0 | 0 | 0 |  | 0 | 0.00 | 0 | 0 |  | 0.0 |  | True | 0 | SpareNo
200 |  |  | 0 |  | SpareNo | SpareNo |  | 0 | 0 | 0 |  | 0 | 0.00 | 0 | 0 |  | 0.0 |  | True | 0 | SpareNo
201 | RDT | EVAPORATOR COIL | 1 | ea | BLAST CHILLER EVAPORATOR COIL |  |  | 0 | 0 | 0 |  | 0 | 0.00 | 0 | 0 |  | 0.0 |  | True | 0
202 |  |  | 0 |  | SpareNo | SpareNo |  | 0 | 0 | 0 |  | 0 | 0.00 | 0 | 0 |  | 0.0 |  | True | 0 | SpareNo
203 |  |  | 0 |  | SpareNo | SpareNo |  | 0 | 0 | 0 |  | 0 | 0.00 | 0 | 0 |  | 0.0 |  | True | 0 | SpareNo
204 |  |  | 0 |  | SpareNo | SpareNo |  | 0 | 0 | 0 |  | 0 | 0.00 | 0 | 0 |  | 0.0 |  | True | 0 | SpareNo
205 |  |  | 0 |  | SpareNo | SpareNo |  | 0 | 0 | 0 |  | 0 | 0.00 | 0 | 0 |  | 0.0 |  | True | 0 | SpareNo
206 | Custom Fabrication | STAINLESS STEEL | 1 | ea | PREPARATION TABLE WITH SINK |  |  | 0 | 0 | 0 |  | 0 | 0.00 | 0 | 0 |  | 0.0 |  | True | 0
207 | Custom Fabrication | STAINLESS STEEL | 1 | ea | DOUBLE WALL SHELF |  |  | 0 | 0 | 0 |  | 0 | 0.00 | 0 | 0 |  | 0.0 |  | True | 0
208 | Rubbermaid | FG262000GRAY | 1 | ea | TRASH RECEPTACLE | ProSave® Brute® Container, without lid, 20 gallon, 19-1/2"D x 22-7/8"H, round, reinforced rims, built in handles, double rimmed base, high-impact plastic construction, gray, NSF | 0.047662 | 121.06 | 121.06 | 230.58 | 50 | 115.29 | 16.41 | 0 | 0 | 250 | 1.44 |  | True | 6
209 |  |  | 0 |  | SpareNo | SpareNo |  | 0 | 0 | 0 |  | 0 | 0.00 | 0 | 0 |  | 0.0 |  | True | 0 | SpareNo
210 |  |  | 0 |  | SpareNo | SpareNo |  | 0 | 0 | 0 |  | 0 | 0.00 | 0 | 0 |  | 0.0 |  | True | 0 | SpareNo
211 | Custom Fabrication | STAINLESS STEEL | 1 | ea | RECESSED CUTTING BOARD |  |  | 0 | 0 | 0 |  | 0 | 0.00 | 0 | 0 |  | 0.0 |  | True | 0
212 | Vitamix | 5205 | 1 | ea | FOOD BLENDER | XL® Blender System, with (1) 1.5 gallon clear polycarbonate container ONLY, (6) pre-loaded Vitamix programs, includes: lid with removable plug, tamper & XL® blade assembly, 4.2 peak HP, 120v/50/60/1-ph, 15.0 amps, NEMA 5-15P, RoHS compliant, cULus, CE, NSF | -0.00023956 | 1878.45 | 1878.45 | 3757.8 | 50 | 1878.9 | 45.50 | 0 | 0 | 85 | 0.0 |  | True | 1
213 | Vitamix | 5205 | 1 | ea | FOOD BLENDER | XL® Blender System, with (1) 1.5 gallon clear polycarbonate container ONLY, (6) pre-loaded Vitamix programs, includes: lid with removable plug, tamper & XL® blade assembly, 4.2 peak HP, 120v/50/60/1-ph, 15.0 amps, NEMA 5-15P, RoHS compliant, cULus, CE, NSF | -0.00023956 | 1878.45 | 1878.45 | 3757.8 | 50 | 1878.9 | 45.50 | 0 | 0 | 85 | 0.0 |  | True | 1
214 | Vitamix | 5205 | 1 | ea | FOOD BLENDER | XL® Blender System, with (1) 1.5 gallon clear polycarbonate container ONLY, (6) pre-loaded Vitamix programs, includes: lid with removable plug, tamper & XL® blade assembly, 4.2 peak HP, 120v/50/60/1-ph, 15.0 amps, NEMA 5-15P, RoHS compliant, cULus, CE, NSF | -0.00023956 | 1878.45 | 1878.45 | 3757.8 | 50 | 1878.9 | 45.50 | 0 | 0 | 85 | 0.0 |  | True | 1
215 |  |  | 0 |  | SpareNo | SpareNo |  | 0 | 0 | 0 |  | 0 | 0.00 | 0 | 0 |  | 0.0 |  | True | 0 | SpareNo
216 | True Mfg. - General Foodservice | STA1R-1S-HC | 1 | ea | REACH-IN REFRIGERATOR | SPEC SERIES® Refrigerator, reach-in, one-section, (1) stainless steel door with lock, cam-lift hinges, digital temperature control, (3) chrome shelves, LED interior lights, stainless steel front & sides, aluminum interior sides & walls, stainless floor & ceiling, 5" castors, R290 Hydrocarbon refrigerant, 1/4 HP, 115v/60/1-ph, 3.8 amps, NEMA 5-15P, cULus, UL EPH Classified, Made in USA, ENERGY STAR® |  | 6718.5 | 6718.5 | 13437 | 50 | 6718.5 | 370.00 | 0 | 0 | 150 | 77.00000 |  | True | 1
217 | Advance Tabco | 7-PS-61 | 1 | ea | Hand Sink | Hand Sink, wall mounted, 14" wide x 10" front-to-back x 5" deep bowl, 20 gauge 304 stainless steel, electronic faucet (battery & 110v options both supplied), basket drain, wall bracket, NSF, cCSAus |  | 1463.5 | 1463.5 | 2927 | 50 | 1463.5 | 19.00 | 0 | 0 | 100 | 2.00000 |  | True | 1
218 | Rubbermaid | FG354060GRAY | 1 | ea | TRASH RECEPTACLE | Slim Jim® Container, 23 gallon, 22"W x 11"D x 30"H, with venting channels, molded-in handles, general purpose waste, open type without lid, high-impact plastic construction, gray, Made in USA |  | 47.13 | 47.13 | 94.26 | 50 | 47.13 | 8.24 | 0 | 0 | 150 | 0.0 |  | True | 4
219 |  |  | 0 |  | SpareNo | SpareNo |  | 0 | 0 | 0 |  | 0 | 0.00 | 0 | 0 |  | 0.0 |  | True | 0 | SpareNo
220-225 |  |  | 0 |  | SpareNo | SpareNo |  | 0 | 0 | 0 |  | 0 | 0.00 | 0 | 0 |  | 0.0 |  | True | 0 | SpareNo
|  |  | 0 |  |  | POT/PAN WASH AREA |  | 0 | 0 | 0 |  | 0 | 0.00 | 0 | 0 |  | 0.0 |  | True | 0
226 | Custom Fabrication | STAINLESS STEEL | 1 | ea | FLOOR TROUGH AND GRATE |  |  | 0 | 0 | 0 |  | 0 | 0.00 | 0 | 0 |  | 0.0 |  | True | 0
227 | Metro | MAX4-PR48VX4 | 4 | ea | POT AND PAN DRYING RACK | MetroMax® 4 Mobile Drying Rack Unit, 48"W x 24"D x 68"H, 4-tier, for trays/cutting boards/sheet pans & steam pans, includes: (4) open shelf frames, (4) 63" mobile posts, (2) cutting board/tray drying racks, (2) pan racks, (4) polymer swivel casters (2 with brakes), built in Microban® antimicrobial product protection, NSF |  | 834.5 | 3338 | 1669 | 50 | 834.5 | 95.30 | 0 | 0 | 70 | 11.96000 |  | True | 1
228 | Custom Fabrication | STAINLESS STEEL | 1 | ea | CLEAN DISH TABLE |  |  | 0 | 0 | 0 |  | 0 | 0.00 | 0 | 0 |  | 0.0 |  | True | 0
229 |  |  | 0 |  | SpareNo | SpareNo |  | 0 | 0 | 0 |  | 0 | 0.00 | 0 | 0 |  | 0.0 |  | True | 0 | SpareNo
230 |  |  | 0 |  | SpareNo | SpareNo |  | 0 | 0 | 0 |  | 0 | 0.00 | 0 | 0 |  | 0.0 |  | True | 0 | SpareNo
231 | Custom Fabrication | STAINLESS STEEL | 1 | ea | GLASS RACK SHELF |  |  | 0 | 0 | 0 |  | 0 | 0.00 | 0 | 0 |  | 0.0 |  | True | 0
232 | Champion | PP-20 | 1 | ea | POT AND PAN WASHER | Pot & Pan Washer, rack type, dual rack, front load design, built-in, 70 degree rise, booster heater, tank heat, 7.5 HP pump motor, jet spray arms, manual controls, external wash down hose with spray nozzle, (1) stainless steel utensil racks with (2) hold down lids, (2) stainless steel inserts for bun/sheet pans, all stainless steel construction |  | 42469 | 42469 | 60670 | 30 | 42469 | 1100.00 | 0 | 0 | 92.5 | 0.0 |  | True | 1
233 | Custom Fabrication | STAINLESS STEEL | 1 | ea | CONDENSATE HOOD |  |  | 0 | 0 | 0 |  | 0 | 0.00 | 0 | 0 |  | 0.0 |  | True | 0
234 | Custom Fabrication | STAINLESS STEEL | 1 | ea | POT SINK |  |  | 0 | 0 | 0 |  | 0 | 0.00 | 0 | 0 |  | 0.0 |  | True | 0
235 |  |  | 0 |  | SpareNo | SpareNo |  | 0 | 0 | 0 |  | 0 | 0.00 | 0 | 0 |  | 0.0 |  | True | 0 | SpareNo
236 | Custom Fabrication | STAINLESS STEEL | 1 | ea | POT SHELF |  |  | 0 | 0 | 0 |  | 0 | 0.00 | 0 | 0 |  | 0.0 |  | True | 0
237 | Rubbermaid | FG262000GRAY | 1 | ea | TRASH RECEPTACLE | ProSave® Brute® Container, without lid, 20 gallon, 19-1/2"D x 22-7/8"H, round, reinforced rims, built in handles, double rimmed base, high-impact plastic construction, gray, NSF | 0.047662 | 121.06 | 121.06 | 230.58 | 50 | 115.29 | 16.41 | 0 | 0 | 250 | 1.44 |  | True | 6
238 | Fisher | 75222 | 1 | ea | HOSE REEL | Hose Reel Assembly, ceiling mounted, closed stainless steel reel, 2.65 gpm spray valve, 30 feet of 3/8” ID, 3-ply hose, self-locking, adjustable ball stop, working pressure of 200 psi, withstands 160° F water temperature, 18" inlet hose with ½” NPT female |  | 770 | 770 | 1540 | 50 | 770 | 34.00 | 0 | 0 |  | 0.0 |  | True | 1
239 |  |  | 0 |  | SpareNo | SpareNo |  | 0 | 0 | 0 |  | 0 | 0.00 | 0 | 0 |  | 0.0 |  | True | 0 | SpareNo
240 |  |  | 0 |  | SpareNo | SpareNo |  | 0 | 0 | 0 |  | 0 | 0.00 | 0 | 0 |  | 0.0 |  | True | 0 | SpareNo
241 | Fisher | 1801 | 1 | ea | HOSE REEL CONTROL CABINET | Reel Rinse Control Unit, valves, gauges and connections are completely enclosed within a stainless steel cabinet, dual check backflow preventer, water hammer silencer, 90° panel lock, padlock hasp & finger latch, 1/2" NPT female inlets & outlets |  | 1270 | 1270 | 2540 | 50 | 1270 | 36.25 | 0 | 0 | 77.5 | 0.0 |  | True | 1
242 | Advance Tabco | 7-PS-61 | 1 | ea | Hand Sink | Hand Sink, wall mounted, 14" wide x 10" front-to-back x 5" deep bowl, 20 gauge 304 stainless steel, electronic faucet (battery & 110v options both supplied), basket drain, wall bracket, NSF, cCSAus |  | 1463.5 | 1463.5 | 2927 | 50 | 1463.5 | 19.00 | 0 | 0 | 100 | 2.00000 |  | True | 1
243 | Rubbermaid | FG354060GRAY | 1 | ea | TRASH RECEPTACLE | Slim Jim® Container, 23 gallon, 22"W x 11"D x 30"H, with venting channels, molded-in handles, general purpose waste, open type without lid, high-impact plastic construction, gray, Made in USA |  | 47.13 | 47.13 | 94.26 | 50 | 47.13 | 8.24 | 0 | 0 | 150 | 0.0 |  | True | 4
244 | Custom Fabrication | STAINLESS STEEL | 1 | ea | FLOOR TROUGH AND GRATE |  |  | 0 | 0 | 0 |  | 0 | 0.00 | 0 | 0 |  | 0.0 |  | True | 0
245-300 |  |  | 0 |  | SpareNo | SpareNo |  | 0 | 0 | 0 |  | 0 | 0.00 | 0 | 0 |  | 0.0 |  | True | 0 | SpareNo
|  |  | 0 |  |  | ICE PRODUCTION AREA |  | 0 | 0 | 0 |  | 0 | 0.00 | 0 | 0 |  | 0.0 |  | True | 0
301 | Custom Fabrication | STAINLESS STEEL | 1 | ea | Floor Trough And Grate |  |  | 0 | 0 | 0 |  | 0 | 0.00 | 0 | 0 |  | 0.0 |  | True | 0
302 | Everpure | EV932401 | 1 | ea | WATER FILTRATION SYSTEM | Insurice® Single-i2000² System, 9,000 gallon capacity, 1.67 gpm flow rate, 0.5-micron filtration, for cubers up to 500 lbs/day or flakers up to 1,500 lbs/day, pressure gauge, flushing valve, NSF, ANSI |  | 216 | 216 | 432 | 50 | 216 | 6.00 | 0 | 0 |  | 0.0 |  | True | 1
303 | Everpure | EV932422 | 1 | ea | WATER FILTRATION SYSTEM | Insurice® Twin PF-i2000² Twin System, with prefilter, 18,000 gallon capacity, 3.34 gpm flow rate, 0.5-micron precoat filtration, for cubers up to 1,450 lbs/day or flakers up to 2,200 lbs/day, pressure gauge, flushing valve, NSF, ANSI | 0.0009901 | 505 | 505 | 1009 | 50 | 504.5 | 22.00 | 0 | 0 |  | 0.0 |  | True | 1
304 | Scotsman | F0822W-32 | 1 | ea | ICE MACHINE | Prodigy™ Ice Maker, flake style, water-cooled, self-contained condenser, production capcity up to 775 lb/24 hours at 70°/50° (654 lb AHRI certified at 90°/70°), Auto-alert™ indicating lights, stainless steel finish, R-404A refrigerant, 208-230v/60/1-ph, 8.9 amps, NSF, cULus |  | 5020 | 5020 | 10040 | 50 | 5020 | 175.00 | 0 | 0 | 92.5 | 13.9 |  | True | 1
305 |  |  | 0 |  | SpareNo | SpareNo |  | 0 | 0 | 0 |  | 0 | 0.00 | 0 | 0 |  | 0.0 |  | True | 0 | SpareNo
306 | Scotsman | ICS1790 | 1 | ea | ICE BIN | Ice Express Transport System, side-hinged front door & (3) bays for (3) roll under carts (included), 1716 lb ice storage capacity, for top-mounted ice maker, stainless steel exterior, polyurethane insulation, polyethylene liner, NSF, engineered and assembled in USA, includes universal bin adapter for most applications, includes paddle with hanger |  | 26181 | 26181 | 52362 | 50 | 26181 | 978.00 | 0 | 0 | 92.5 | 0.0 |  | True | 1
307 | Scotsman | C1448MW-32 | 1 | ea | ICE MACHINE | Prodigy Plus® Ice Maker, cube style, water-cooled, self-contained condenser, production capacity up to 1444 lb/24 hours at 70°/50° (1340 lb AHRI certified at 90°/70°), stainless steel finish, medium cube size, 208-230v/60/1-ph, 16.0 amps, cULus, NSF, CE | 7.8641e-05 | 6358 | 6358 | 12715 | 50 | 6357.5 | 345.00 | 0 | 0 | 92.5 | 28.4 |  | True | 1
308 | Scotsman | ICS-CP | 3 | ea | ICE CART | Replacement poly cart for Ice Express Transport System, ice storage capacity up to 250 lb, engineered and assembled in USA |  | 2625 | 7875 | 5250 | 50 | 2625 | 100.00 | 0 | 0 | 92.5 | 19.25926 |  | True | 1
309 |  |  | 0 |  | SpareNo | SpareNo |  | 0 | 0 | 0 |  | 0 | 0.00 | 0 | 0 |  | 0.0 |  | True | 0 | SpareNo
310-315 |  |  | 0 |  | SpareNo | SpareNo |  | 0 | 0 | 0 |  | 0 | 0.00 | 0 | 0 |  | 0.0 |  | True | 0 | SpareNo
|  |  | 0 |  |  | BULK PREPARATION AREA |  | 0 | 0 | 0 |  | 0 | 0.00 | 0 | 0 |  | 0.0 |  | True | 0
316 | Advance Tabco | 7-PS-61 | 1 | ea | Hand Sink | Hand Sink, wall mounted, 14" wide x 10" front-to-back x 5" deep bowl, 20 gauge 304 stainless steel, electronic faucet (battery & 110v options both supplied), basket drain, wall bracket, NSF, cCSAus |  | 1463.5 | 1463.5 | 2927 | 50 | 1463.5 | 19.00 | 0 | 0 | 100 | 2.00000 |  | True | 1
317 | Rubbermaid | FG354060GRAY | 1 | ea | TRASH RECEPTACLE | Slim Jim® Container, 23 gallon, 22"W x 11"D x 30"H, with venting channels, molded-in handles, general purpose waste, open type without lid, high-impact plastic construction, gray, Made in USA |  | 47.13 | 47.13 | 94.26 | 50 | 47.13 | 8.24 | 0 | 0 | 150 | 0.0 |  | True | 4
318 | Custom Fabrication | STAINLESS STEEL | 1 | ea | PREPARATION TABLE WITH SINKS |  |  | 0 | 0 | 0 |  | 0 | 0.00 | 0 | 0 |  | 0.0 |  | True | 0
319 |  |  | 0 |  | SpareNo | SpareNo |  | 0 | 0 | 0 |  | 0 | 0.00 | 0 | 0 |  | 0.0 |  | True | 0 | SpareNo
320 |  |  | 0 |  | SpareNo | SpareNo |  | 0 | 0 | 0 |  | 0 | 0.00 | 0 | 0 |  | 0.0 |  | True | 0 | SpareNo
321 | Custom Fabrication | STAINLESS STEEL | 1 | ea | DOUBLE WALL SHELF |  |  | 0 | 0 | 0 |  | 0 | 0.00 | 0 | 0 |  | 0.0 |  | True | 0
322 | Rubbermaid | FG262000GRAY | 1 | ea | TRASH RECEPTACLE | ProSave® Brute® Container, without lid, 20 gallon, 19-1/2"D x 22-7/8"H, round, reinforced rims, built in handles, double rimmed base, high-impact plastic construction, gray, NSF | 0.047662 | 121.06 | 121.06 | 230.58 | 50 | 115.29 | 16.41 | 0 | 0 | 250 | 1.44 |  | True | 6
323 | Hobart | HL200-1STD | 1 | ea | 20 QT. MIXER | 100-120/50/60/1; Bench type mixer; with bowl, beater, whip & spiral dough arm, US/EXP configuration - Legacy Planetary Mixer, Bench, 20 quart, (3) fixed speeds plus stir speed, gear-driven transmission, 15-minute SmartTimer™, #12 taper hub, manual bowl lift, stainless steel bowl, aluminum "B" beater, stainless steel "D" wire whip, aluminum "ED" spiral dough arm, stainless steel bowl guard, 1/2 hp, cord with plug |  | 10349 | 10349 | 10349 |  | 10349 | 280.00 | 0 | 0 |  | 0.0 |  | True | 1
324 | Robot Coupe | R2N | 1 | ea | FOOD PROCESSOR | Commercial Food Processor, 3 liter gray polycarbonate bowl with handle, vegetable prep attachment with external ejection, kidney-shaped opening, includes: (1) "S" blade (27055), (1) 2mm grating disc (27577), (1) 4mm slicing disc (27566), continuous feed, bowl attachment designed for vertical cutting & mixing, on/off & pulse switch, single speed, 1725 RPM, 120v/60/1-ph, 7.0 amps, 1 HP, NEMA 5-15P, cETLus, ETL-Sanitation | 0.00025231 | 1189 | 1189 | 1591 | 25.285984 | 1188.7 | 33.00 | 0 | 0 | 100 | 2.52 |  | True | 1
325 |  |  | 0 |  | SpareNo | SpareNo |  | 0 | 0 | 0 |  | 0 | 0.00 | 0 | 0 |  | 0.0 |  | True | 0 | SpareNo
326 | New Age | 1331 | 1 | ea | UTILITY RACK | Bun Pan Rack, mobile, full height, end loading, open sides, accommodates (20) 18" x 26" pans, slides on 3" centers, all welded aluminum construction, (4) 5" platform casters, NSF, Made in USA |  | 533.5 | 533.5 | 1067 | 50 | 533.5 | 58.00 | 0 | 0 | 250 | 20.77000 |  | True | 1
327 | Custom Fabrication | STAINLESS STEEL | 1 | ea | MOBILE PREPARATION TABLE |  |  | 0 | 0 | 0 |  | 0 | 0.00 | 0 | 0 |  | 0.0 |  | True | 0
328 | Metro | MAX4-PR48VX4 | 1 | ea | POT AND PAN DRYING RACK | MetroMax® 4 Mobile Drying Rack Unit, 48"W x 24"D x 68"H, 4-tier, for trays/cutting boards/sheet pans & steam pans, includes: (4) open shelf frames, (4) 63" mobile posts, (2) cutting board/tray drying racks, (2) pan racks, (4) polymer swivel casters (2 with brakes), built in Microban® antimicrobial product protection, NSF |  | 834.5 | 834.5 | 1669 | 50 | 834.5 | 95.30 | 0 | 0 | 70 | 11.96000 |  | True | 1
329 |  |  | 0 |  | SpareNo | SpareNo |  | 0 | 0 | 0 |  | 0 | 0.00 | 0 | 0 |  | 0.0 |  | True | 0 | SpareNo
330 |  |  | 0 |  | SpareNo | SpareNo |  | 0 | 0 | 0 |  | 0 | 0.00 | 0 | 0 |  | 0.0 |  | True | 0 | SpareNo
331 | Custom Fabrication | STAINLESS STEEL | 1 | ea | PREPARATION TABLE WITH SINK |  |  | 0 | 0 | 0 |  | 0 | 0.00 | 0 | 0 |  | 0.0 |  | True | 0
332 | Custom Fabrication | STAINLESS STEEL | 1 | ea | DOUBLE WALL SHELF |  |  | 0 | 0 | 0 |  | 0 | 0.00 | 0 | 0 |  | 0.0 |  | True | 0
333 | Rubbermaid | FG360088WHT | 3 | ea | INGREDIENT BIN | ProSave® Ingredient Bin, 2-3/4 cu. ft., 13-1/8"W x 29-1/4"D x 28"H, mobile, slant front with sliding lid, 32 oz scoop, seamless construction, 3" extra wide casters front fixed & rear swivel, white base/clear lid, USDA, FDA, NSF, S.O.S. (Special Order Smallwares) product; see SOS document for details, Made in USA (CANNOT BREAK CASE) | 0.00049587 | 363 | 1089 | 725.65 | 50 | 362.82 | 35.40 | 0 | 0 | 150 | 7.88000 |  | True | 1
334 | Rubbermaid | FG262000GRAY | 1 | ea | TRASH RECEPTACLE | ProSave® Brute® Container, without lid, 20 gallon, 19-1/2"D x 22-7/8"H, round, reinforced rims, built in handles, double rimmed base, high-impact plastic construction, gray, NSF | 0.047662 | 121.06 | 121.06 | 230.58 | 50 | 115.29 | 16.41 | 0 | 0 | 250 | 1.44 |  | True | 6
335 |  |  | 0 |  | SpareNo | SpareNo |  | 0 | 0 | 0 |  | 0 | 0.00 | 0 | 0 |  | 0.0 |  | True | 0 | SpareNo
336 | Hobart | N50-60 | 1 | ea | 5 QT. MIXER | 100-120/60/1 Mixer with bowl, aluminum beater, whip, & dough arm; US/EXP configuration Mixer, Planetary, Bench, 5 quart, (3) fixed speeds, gear-driven transmission, #10 taper attachment hub, manual bowl lift, Hobart Gray enamel housing, stainless steel bowl, alum "B" beater, stainless steel "D" wire whip, alum dough hook, 1/6 hp, cord with plug |  | 5718 | 5718 | 5718 |  | 5718 | 55.00 | 0 | 0 |  | 0.0 |  | True | 1
337 | Vitamix | 5205 | 1 | ea | FOOD BLENDER | XL® Blender System, with (1) 1.5 gallon clear polycarbonate container ONLY, (6) pre-loaded Vitamix programs, includes: lid with removable plug, tamper & XL® blade assembly, 4.2 peak HP, 120v/50/60/1-ph, 15.0 amps, NEMA 5-15P, RoHS compliant, cULus, CE, NSF | -0.00024036 | 1789 | 1789 | 3578.86 | 50 | 1789.43 | 45.50 | 0 | 0 | 85 | 0.0 |  | True | 1
338 | OS&e | OS&E | 1 | ea | PREPARATION LABEL PRINTER | BY OS&E |  | 0 | 0 | 0 |  | 0 | 0.00 | 0 | 0 |  | 0.0 |  | True | 0
339 |  |  | 0 |  | SpareNo | SpareNo |  | 0 | 0 | 0 |  | 0 | 0.00 | 0 | 0 |  | 0.0 |  | True | 0 | SpareNo
340 |  |  | 0 |  | SpareNo | SpareNo |  | 0 | 0 | 0 |  | 0 | 0.00 | 0 | 0 |  | 0.0 |  | True | 0 | SpareNo
341 | Detecto | AP-6 | 2 | ea | PORTION SCALE |  |  | 388 | 776 | 776 | 50 | 388 | 5.00 | 0 | 0 | UPS | 0.0 |  | True | 1
342 | Fisher | 5440 | 1 | ea | FILLER FAUCET | Pot Filler Faucet, splash-mounted 8" OC with vacuum breaker, 72" flexible hose, hook nozzle, wall hook, 3/4" inlet |  | 650 | 650 | 1300 | 50 | 650 | 18.00 | 0 | 0 | 77.5 | 0.0 |  | True | 1
343 | Hobart | HL600-1STD | 1 | ea | 60 QT. MIXER | 200-240/50/60/3/1 Mixer; with bowl, beater, “D” whip, & spiral dough arm; US/EXP configuration - Legacy Planetary Mixer, 2.7 HP, 60 quart, (4) fixed speeds, gear-driven transmission, 20-Minute SmartTimer™, #12 attach hub, power bowl lift, stainless steel bowl, stainless steel bowl guard, "B" beater, "D" wire whip, "ED" dough hook |  | 36977 | 36977 | 36977 |  | 36977 | 955.00 | 0 | 0 |  | 0.0 |  | True | 1
344 | Custom Fabrication | STAINLESS STEEL | 1 | ea | MIXER UTENSIL RACK |  |  | 0 | 0 | 0 |  | 0 | 0.00 | 0 | 0 |  | 0.0 |  | True | 0
345 |  |  | 0 |  | SpareNo | SpareNo |  | 0 | 0 | 0 |  | 0 | 0.00 | 0 | 0 |  | 0.0 |  | True | 0 | SpareNo
346 | Advance Tabco | 7-PS-61 | 1 | ea | Hand Sink | Hand Sink, wall mounted, 14" wide x 10" front-to-back x 5" deep bowl, 20 gauge 304 stainless steel, electronic faucet (battery & 110v options both supplied), basket drain, wall bracket, NSF, cCSAus |  | 1463.5 | 1463.5 | 2927 | 50 | 1463.5 | 19.00 | 0 | 0 | 100 | 2.00000 |  | True | 1
347 | Rubbermaid | FG354060GRAY | 1 | ea | TRASH RECEPTACLE | Slim Jim® Container, 23 gallon, 22"W x 11"D x 30"H, with venting channels, molded-in handles, general purpose waste, open type without lid, high-impact plastic construction, gray, Made in USA |  | 47.13 | 47.13 | 94.26 | 50 | 47.13 | 8.24 | 0 | 0 | 150 | 0.0 |  | True | 4
348 |  |  | 0 |  | SpareNo | SpareNo |  | 0 | 0 | 0 |  | 0 | 0.00 | 0 | 0 |  | 0.0 |  | True | 0 | SpareNo
349 |  |  | 0 |  | SpareNo | SpareNo |  | 0 | 0 | 0 |  | 0 | 0.00 | 0 | 0 |  | 0.0 |  | True | 0 | SpareNo
350-355 |  |  | 0 |  | SpareNo | SpareNo |  | 0 | 0 | 0 |  | 0 | 0.00 | 0 | 0 |  | 0.0 |  | True | 0 | SpareNo
|  |  | 0 |  |  | BULK COOKING AREA |  | 0 | 0 | 0 |  | 0 | 0.00 | 0 | 0 |  | 0.0 |  | True | 0
356 | Custom Fabrication | STAINLESS STEEL | 1 | ea | PREPARATION TABLE WITH SINK |  |  | 0 | 0 | 0 |  | 0 | 0.00 | 0 | 0 |  | 0.0 |  | True | 0
357 | Custom Fabrication | STAINLESS STEEL | 1 | ea | OVERSHELF WITH UTENSIL RACK |  |  | 0 | 0 | 0 |  | 0 | 0.00 | 0 | 0 |  | 0.0 |  | True | 0
358 | Rubbermaid | FG262000GRAY | 1 | ea | TRASH RECEPTACLE | ProSave® Brute® Container, without lid, 20 gallon, 19-1/2"D x 22-7/8"H, round, reinforced rims, built in handles, double rimmed base, high-impact plastic construction, gray, NSF | 0.047662 | 121.06 | 121.06 | 230.58 | 50 | 115.29 | 16.41 | 0 | 0 | 250 | 1.44 |  | True | 6
359 |  |  | 0 |  | SpareNo | SpareNo |  | 0 | 0 | 0 |  | 0 | 0.00 | 0 | 0 |  | 0.0 |  | True | 0 | SpareNo
360 |  |  | 0 |  | SpareNo | SpareNo |  | 0 | 0 | 0 |  | 0 | 0.00 | 0 | 0 |  | 0.0 |  | True | 0 | SpareNo
361 | New Age | 1331 | 4 | ea | UTILITY RACK | Bun Pan Rack, mobile, full height, end loading, open sides, accommodates (20) 18" x 26" pans, slides on 3" centers, all welded aluminum construction, (4) 5" platform casters, NSF, Made in USA |  | 533.5 | 2134 | 1067 | 50 | 533.5 | 58.00 | 0 | 0 | 250 | 20.77000 |  | True | 1
362 | Custom Fabrication | STAINLESS STEEL | 1 | ea | PREPARATION TABLE |  |  | 0 | 0 | 0 |  | 0 | 0.00 | 0 | 0 |  | 0.0 |  | True | 0
363 | Custom Fabrication | STAINLESS STEEL | 1 | ea | DOUBLE OVERSHELF |  |  | 0 | 0 | 0 |  | 0 | 0.00 | 0 | 0 |  | 0.0 |  | True | 0
364 | Rubbermaid | FG262000GRAY | 1 | ea | TRASH RECEPTACLE | ProSave® Brute® Container, without lid, 20 gallon, 19-1/2"D x 22-7/8"H, round, reinforced rims, built in handles, double rimmed base, high-impact plastic construction, gray, NSF | 0.047662 | 121.06 | 121.06 | 230.58 | 50 | 115.29 | 16.41 | 0 | 0 | 250 | 1.44 |  | True | 6
365 | Metro | 1848NC | 2 | ea | DRY STORAGE SHELVING | Super Erecta® Shelf, wire, 48"W x 18"D, plastic split sleeves are included in each carton, Metroseal 3™ epoxy-coated corrosion-resistant finish with Microban® antimicrobial protection, NSF | 0.047619 | 384.9982 | 770 | 733.33 | 50 | 366.665 | 12.00 | 0 | 0 | 70 | 0.8 |  | True | 1
366 | Gaylord | COMMAND CENTER | 1 | ea | HOOD CONTROL CABINET |  |  | 0 | 0 | 0 |  | 0 | 0.00 | 0 | 0 |  | 0.0 |  | True | 0
367 | Ansul | R-102 | 1 | ea | FIRE SUPPRESSION SYSTEM |  | 0.047671 | 9188 | 9188 | 8750 |  | 8750 | 0.00 | 0 | 0 |  | 0.0 |  | True | 0
368 | Gaylord | ELXC-BB | 1 | ea | EXHAUST HOOD |  |  | 0 | 0 | 20300 | =Net= | 0 | 0.00 | 0 | 0 |  | 0.0 |  | True | 0
369 |  |  | 0 |  | SpareNo | SpareNo |  | 0 | 0 | 0 |  | 0 | 0.00 | 0 | 0 |  | 0.0 |  | True | 0 | SpareNo
370 |  |  | 0 |  | SpareNo | SpareNo |  | 0 | 0 | 0 |  | 0 | 0.00 | 0 | 0 |  | 0.0 |  | True | 0 | SpareNo
371 | Blodgett | DFG-100 DBL | 1 | ea | CONVECTION OVEN | Convection Oven, gas, double-deck, standard depth, capacity (5) 18" x 26" pans per compartment, (SSD) solid state digital controls, 2-speed fans, interior light, simultaneous operated doors with glass, stainless steel front, sides & top, 6" stainless steel legs, flue connector, (2) 1/2 HP, 55,000 BTU each, cETL, NSF, CE |  | 30865 | 30865 | 61730 | 50 | 30865 | 1295.00 | 0 | 0 | 92.5 | 98.00000 |  | True | 1
372 | Blodgett | DFG-100 DBL | 1 | ea | CONVECTION OVEN | Convection Oven, gas, double-deck, standard depth, capacity (5) 18" x 26" pans per compartment, (SSD) solid state digital controls, 2-speed fans, interior light, simultaneous operated doors with glass, stainless steel front, sides & top, 6" stainless steel legs, flue connector, (2) 1/2 HP, 55,000 BTU each, cETL, NSF, CE |  | 30865 | 30865 | 61730 | 50 | 30865 | 1295.00 | 0 | 0 | 92.5 | 98.00000 |  | True | 1
373 | Cleveland | (2) 22CGT66.1 | 1 | ea | CONVECTION STEAMER | SteamChef™ 6 Convection Steamer, Gas, boilerless, double stacked, on ES26304466G equipment stand, (6) full size pan capacity per compartment, 60-minute electro-mechanical timer & manual (continuous steaming) bypass switch, left-hand hinged door, controls on right, automatic drain & water level controls, KleanShield™ interior, standard treated & tap water connection, stainless steel exterior, 4" adjustable legs with flanged feet, (2) 32,000 BTU, UL, NSF, ENERGY STAR® |  | 34193.5 | 34193.5 | 68387 | 50 | 34193.5 | 818.00 | 0 | 0 | 85 | 0.0 |  | True | 1
374 | Cleveland | (2) 22CGT66.1 | 1 | ea | CONVECTION STEAMER | SteamChef™ 6 Convection Steamer, Gas, boilerless, double stacked, on ES26304466G equipment stand, (6) full size pan capacity per compartment, 60-minute electro-mechanical timer & manual (continuous steaming) bypass switch, left-hand hinged door, controls on right, automatic drain & water level controls, KleanShield™ interior, standard treated & tap water connection, stainless steel exterior, 4" adjustable legs with flanged feet, (2) 32,000 BTU, UL, NSF, ENERGY STAR® |  | 34193.5 | 34193.5 | 68387 | 50 | 34193.5 | 818.00 | 0 | 0 | 85 | 0.0 |  | True | 1
375 |  |  | 0 |  | SpareNo | SpareNo |  | 0 | 0 | 0 |  | 0 | 0.00 | 0 | 0 |  | 0.0 |  | True | 0 | SpareNo
376 | Imperial | IHR-4 | 1 | ea | FOUR BURNER RANGE | Spec Series Heavy Duty Range, gas, 36"W, (4) open burners, cast iron "S" grates (standard), standard oven, (1) chrome rack, manual controls, removable crumb tray, stainless steel front, sides, 5"D landing ledge, backguard & kick plate, 6" legs with adjustable feet, 200,000 BTU, 59kW, cETLus, NSF |  | 11694.5 | 11694.5 | 23389 | 50 | 11694.5 | 740.00 | 0 | 0 | 92.5 | 0.0 |  | True | 1
377 | Fisher | 4230 | 1 | ea | POT FILLER FAUCET | Pot Filler Faucet, splash-mounted mixing faucet, with 8" adjustable centers, double-joint spout, 18" long, with insulated off-on control valve at outlet, 1/2" inlets |  | 215 | 215 | 430 | 50 | 215 | 5.88 | 0 | 0 | 77.5 | 0.0 |  | True | 1
378 | Cleveland | KGL40T | 1 | ea | 40 GAL. TILTING KETTLE | Kettle, gas, tilting, 40-gallon capacity, 2/3 steam jacket design, 316 stainless steel interior, floor mounted control console supports, 304 stainless steel construction, flanged feet, 50 psi rating, electronic spark ignition, cover & draw-off optional, 140,000 BTU |  | 35173 | 35173 | 70346 | 50 | 35173 | 527.00 | 0 | 0 | 85 | 0.0 |  | True | 1
379 |  |  | 0 |  | SpareNo | SpareNo |  | 0 | 0 | 0 |  | 0 | 0.00 | 0 | 0 |  | 0.0 |  | True | 0 | SpareNo
380 |  |  | 0 |  | SpareNo | SpareNo |  | 0 | 0 | 0 |  | 0 | 0.00 | 0 | 0 |  | 0.0 |  | True | 0 | SpareNo
381 | Cleveland | SGL40T1 | 1 | ea | 40 GAL. TILTING SKILLET | PowerPan™ Tilting Skillet, gas, 40-gallon capacity, bead blasted cooking surface, 10° tilt cooking feature, with easy manual hand tilt, spring-assisted cover with vent, gallon & liter markings, stainless steel construction with open leg frame, 200,000 BTU, CE, NSF |  | 28480.5 | 28480.5 | 56961 | 50 | 28480.5 | 617.00 | 0 | 0 | 100 | 0.0 |  | True | 1
382 | Custom Fabrication | STAINLESS STEEL | 1 | ea | Floor Trough And Grate |  |  | 0 | 0 | 0 |  | 0 | 0.00 | 0 | 0 |  | 0.0 |  | True | 0
383 | Custom Fabrication | STAINLESS STEEL | 1 | ea | PREPARATION TABLE |  |  | 0 | 0 | 0 |  | 0 | 0.00 | 0 | 0 |  | 0.0 |  | True | 0
384 | Custom Fabrication | STAINLESS STEEL | 1 | ea | DOUBLE WALL SHELF |  |  | 0 | 0 | 0 |  | 0 | 0.00 | 0 | 0 |  | 0.0 |  | True | 0
385 |  |  | 0 |  | SpareNo | SpareNo |  | 0 | 0 | 0 |  | 0 | 0.00 | 0 | 0 |  | 0.0 |  | True | 0 | SpareNo
386 |  |  | 0 |  | SpareNo | SpareNo |  | 0 | 0 | 0 |  | 0 | 0.00 | 0 | 0 |  | 0.0 |  | True | 0 | SpareNo
387 |  |  | 0 |  | SpareNo | SpareNo |  | 0 | 0 | 0 |  | 0 | 0.00 | 0 | 0 |  | 0.0 |  | True | 0 | SpareNo
388 |  |  | 0 |  | SpareNo | SpareNo |  | 0 | 0 | 0 |  | 0 | 0.00 | 0 | 0 |  | 0.0 |  | True | 0 | SpareNo
389 |  |  | 0 |  | SpareNo | SpareNo |  | 0 | 0 | 0 |  | 0 | 0.00 | 0 | 0 |  | 0.0 |  | True | 0 | SpareNo
390 |  |  | 0 |  | SpareNo | SpareNo |  | 0 | 0 | 0 |  | 0 | 0.00 | 0 | 0 |  | 0.0 |  | True | 0 | SpareNo
|  |  | 0 |  |  | FINISH COOKING AREA |  | 0 | 0 | 0 |  | 0 | 0.00 | 0 | 0 |  | 0.0 |  | True | 0
391 | Gaylord | ELXC-BB | 1 | ea | EXHAUST HOOD |  |  | 0 | 0 | 20300 | =Net= | 0 | 0.00 | 0 | 0 |  | 0.0 |  | True | 0
392 | Blodgett | DFG-100 DBL | 1 | ea | CONVECTION OVEN | Convection Oven, gas, double-deck, standard depth, capacity (5) 18" x 26" pans per compartment, (SSD) solid state digital controls, 2-speed fans, interior light, simultaneous operated doors with glass, stainless steel front, sides & top, 6" stainless steel legs, flue connector, (2) 1/2 HP, 55,000 BTU each, cETL, NSF, CE |  | 30865 | 30865 | 61730 | 50 | 30865 | 1295.00 | 0 | 0 | 92.5 | 98.00000 |  | True | 1
393 | Cleveland | (2) 22CGT66.1 | 1 | ea | CONVECTION STEAMER | SteamChef™ 6 Convection Steamer, Gas, boilerless, double stacked, on ES26304466G equipment stand, (6) full size pan capacity per compartment, 60-minute electro-mechanical timer & manual (continuous steaming) bypass switch, left-hand hinged door, controls on right, automatic drain & water level controls, KleanShield™ interior, standard treated & tap water connection, stainless steel exterior, 4" adjustable legs with flanged feet, (2) 32,000 BTU, UL, NSF, ENERGY STAR® |  | 34193.5 | 34193.5 | 68387 | 50 | 34193.5 | 818.00 | 0 | 0 | 85 | 0.0 |  | True | 1
394 | Imperial | IHR-2HT | 1 | ea | HOT TOP RANGE | Spec Series Heavy Duty Range, gas, 36", (2) 18" hot tops, standard oven, (1) chrome rack, manual controls, stainless steel front, sides, landing ledge, backguard & kick plate, 6" legs, adjustable feet, 120,000 BTU, cETLus, NSF |  | 6799 | 6799 | 13598 | 50 | 6799 | 610.00 | 0 | 0 | 92.5 | 0.0 |  | True | 1
395 |  |  | 0 |  | SpareNo | SpareNo |  | 0 | 0 | 0 |  | 0 | 0.00 | 0 | 0 |  | 0.0 |  | True | 0 | SpareNo
396 | Imperial | IHR-12SP | 1 | ea | SPREADER CABINET | Spec Series Heavy Duty Spreader Cabinet, 12"W, open cabinet base, bottom shelf, stainless steel front, sides, landing ledge & cabinet, 6" legs wtih adjustable feet, NSF |  | 1000.5 | 1000.5 | 2001 | 50 | 1000.5 | 150.00 | 0 | 0 | 92.5 | 0.0 |  | True | 1
397 | Imperial | IFSCB-250T | 1 | ea | FRYER BATTERY | Fryer, gas, floor model, (2) battery, 50lb. capacity each, built-in filter system, 5.5 GPM roller pump, electronic thermostat, drain station, cabinet, includes: food warmer, dump pan, joiner strips & filter start kit, stainless steel frypot, front, sides, landing ledge, & cabinet, casters, 120v/60/1-ph, 6.8 amps, 1/3 HP, 280,000 BTU, CSA Flame, CSA Star, NSF, CE |  | 17915 | 17915 | 35830 | 50 | 17915 | 686.00 | 0 | 0 | 92.5 | 0.0 |  | True | 1
398 | Imperial | IHR-XX-SC-72 | 1 | ea | REFRIGERATED EQUIPMENT STAND | Spec Series Sizzle 'N Chill System, 72", (4) drawers, (8) pan capacity, digital thermostat, self-contained, includes drawer dividers, stainless steel front, drawer fronts, sides, guides & bearings, casters, 120v/60/1-ph, 1/5 HP, 6' cord & plug, 3.0 amps, cETLus, ETL-Sanitation |  | 12235.5 | 12235.5 | 24471 | 50 | 12235.5 | 550.00 | 0 | 0 | 92.5 | 0.0 |  | True | 1
399 |  |  | 0 |  | SpareNo | SpareNo |  | 0 | 0 | 0 |  | 0 | 0.00 | 0 | 0 |  | 0.0 |  | True | 0 | SpareNo
400 |  |  | 0 |  | SpareNo | SpareNo |  | 0 | 0 | 0 |  | 0 | 0.00 | 0 | 0 |  | 0.0 |  | True | 0 | SpareNo
401 | Imperial | IHR-6-M | 1 | ea | MODULAR SIX BURNER RANGE | Spec Series Heavy Duty Range, gas, 36"W, modular, (6) open burners, cast iron "S" grates (standard), manual controls, removable crumb tray, stainless steel front, sides, 5"D landing ledge & backguard, 240,000 BTU, 70kW, cETLus, NSF |  | 4044.5 | 4044.5 | 8089 | 50 | 4044.5 | 400.00 | 0 | 0 | 92.5 | 0.0 |  | True | 1
402 | Fisher | 4230 | 1 | ea | POT FILLER FAUCET | Pot Filler Faucet, splash-mounted mixing faucet, with 8" adjustable centers, double-joint spout, 18" long, with insulated off-on control valve at outlet, 1/2" inlets |  | 215 | 215 | 430 | 50 | 215 | 5.88 | 0 | 0 | 77.5 | 0.0 |  | True | 1
403 | Imperial | IHR-RB-M | 1 | ea | MODULAR CHARBROILER | Spec Series Heavy Duty Range, gas, 36"W, modular, charbroiler, cast iron radiants, slanted cast iron top grates, front grease gutter, removable crumb tray & drip pan, stainless steel front, sides, 7"D landing ledge & stub back, 90,000 BTU, 26kW, cETLus, NSF |  | 5363 | 5363 | 10726 | 50 | 5363 | 825.00 | 0 | 0 | 92.5 | 0.0 |  | True | 1
404 | Imperial | IHR-GT36 | 1 | ea | GRIDDLE | Spec Series Heavy Duty Range, gas, 36"W, griddle, 1" thick plate, 4"W grease gutter with 1 gallon can capacity, standard oven, (1) chrome rack, thermostatic controls, stainless steel front, sides, 5"D landing ledge, backguard & kick plate, 6" legs with adjustable feet, 130,000 BTU, 38kW, cETLus, ETL, NSF |  | 8586 | 8586 | 17172 | 50 | 8586 | 760.00 | 0 | 0 | 92.5 | 0.0 |  | True | 1
405 |  |  | 0 |  | SpareNo | SpareNo |  | 0 | 0 | 0 |  | 0 | 0.00 | 0 | 0 |  | 0.0 |  | True | 0 | SpareNo
406 | Ansul | R-102 | 1 | ea | FIRE SUPPRESSION SYSTEM |  | 0.047671 | 9188 | 9188 | 8750 |  | 8750 | 0.00 | 0 | 0 |  | 0.0 |  | True | 0
407 | Custom Fabrication | STAINLESS STEEL | 1 | ea | WORK TABLE |  |  | 0 | 0 | 0 |  | 0 | 0.00 | 0 | 0 |  | 0.0 |  | True | 0
408 | True Mfg. - General Foodservice | TUC-36-HC~SPEC3 | 1 | ea | Undercounter Refrigerator | SPEC SERIES® Undercounter Refrigerator, 33 - 38°F, SPEC Package 3 includes: stainless steel top, (2) heavy-duty stainless steel doors, steel handles, door lock standard, (4) PVC coated adjustable wire shelves, electronic temperature control with digital temperature display, stainless steel sides & back, stainless steel interior, R290 Hydrocarbon refrigerant, 1/6 HP, 115v/60/1-ph, 2.0 amps, NEMA 5-15P, cULus, UL EPH Classified, Made in USA |  | 6256 | 6256 | 12512 | 50 | 6256 | 235.00 | 0 | 0 | 150 | 36.00000 |  | True | 1
409 |  |  | 0 |  | SpareNo | SpareNo |  | 0 | 0 | 0 |  | 0 | 0.00 | 0 | 0 |  | 0.0 |  | True | 0 | SpareNo
410 |  |  | 0 |  | SpareNo | SpareNo |  | 0 | 0 | 0 |  | 0 | 0.00 | 0 | 0 |  | 0.0 |  | True | 0 | SpareNo
411 | TurboChef | I3-TOUCH CONTROL | 1 | ea | RAPID COOK OVEN | I3™ Microwave/Impingement Oven, Rapid Cook, electric, 23", ventless, countertop, touch controls with wifi, fully insulated cook chamber, stores up to 200 recipes, internal catalytic converter, smart voltage sensor technology (US only), digital display, removable rack and grease collection pan, top and bottom jet plates, pull down door with ergonomic handle, multi-speed impingement blower, (2) solid PTFE baskets, (1) oven cleaner, (1) oven guard, (1) aluminum paddle, (2) trigger sprayers, (1) standard rack, side hand grips, stainless steel front, top & sides, cULus, CE, UL EPH Classified, ANSI/NSF 4, TUV |  | 13284 | 13284 | 26568 | 50 | 13284 | 290.00 | 0 | 0 | 92.5 | 0.0 |  | True | 1
412 | True Mfg. - General Foodservice | STA1F-1S-HC | 1 | ea | Reach-In Freezer | SPEC SERIES® Freezer, reach-in, -10°F, one-section, (1) stainless steel door with lock, cam-lift hinges, digital temperature control, (3) chrome shelves, LED interior lights, stainless steel front & sides, aluminum interior, 5" castors, R290 Hydrocarbon refrigerant, 1/2 HP, 115v/60/1-ph, 6.0 amps, NEMA 5-15P, cULus, UL EPH Classified, Made in USA |  | 10862 | 10862 | 21724 | 50 | 10862 | 410.00 | 0 | 0 | 150 | 77.00000 |  | True | 1
413 |  |  | 0 |  | SpareNo | SpareNo |  | 0 | 0 | 0 |  | 0 | 0.00 | 0 | 0 |  | 0.0 |  | True | 0 | SpareNo
414 |  |  | 0 |  | SpareNo | SpareNo |  | 0 | 0 | 0 |  | 0 | 0.00 | 0 | 0 |  | 0.0 |  | True | 0 | SpareNo
415 |  |  | 0 |  | SpareNo | SpareNo |  | 0 | 0 | 0 |  | 0 | 0.00 | 0 | 0 |  | 0.0 |  | True | 0 | SpareNo
416 | True Mfg. - General Foodservice | STR1RPT-1S-1S-HC | 1 | ea | PASS-THRU REFRIGERATOR | SPEC SERIES® Refrigerator, pass-thru, one-section, (1) stainless steel door front & rear with locks, cam-lift hinges, digital temperature control, (1) interior kit, LED interior lights, stainless steel front & sides, stainless steel interior, 5" castors, R290 Hydrocarbon refrigerant, 1/4 HP, 115v/60/1-ph, 3.8 amps, NEMA 5-15P, cULus, UL EPH Classified, Made in USA, ENERGY STAR® |  | 13399 | 13399 | 26798 | 50 | 13399 | 475.00 | 0 | 0 | 150 | 77.00000 |  | True | 1
417 | Custom Fabrication | STAINLESS STEEL | 1 | ea | TRAY ASSEMBLY COUNTER WITH SINK |  |  | 0 | 0 | 0 |  | 0 | 0.00 | 0 | 0 |  | 0.0 |  | True | 0
418 | Advance Tabco | 7-PS-42 | 1 | ea | DROP-IN HAND SINK | Recessed Hand Sink, 14"W x 10"D x 5" deep sink bowl, includes: 4" OC deck mounted gooseneck faucet with aerator, soap & paper towel dispensers, 4"H side splashes, 304 stainless steel, NSF (countertop opening not to exceed 17-1/4" (front to back) x 17-3/8" (left to right)) | 0.00034388 | 1454 | 1454 | 2907 | 50 | 1453.5 | 33.00 | 0 | 0 | 100 | 2.00000 |  | True | 1
419 |  |  | 0 |  | SpareNo | SpareNo |  | 0 | 0 | 0 |  | 0 | 0.00 | 0 | 0 |  | 0.0 |  | True | 0 | SpareNo
420 |  |  | 0 |  | SpareNo | SpareNo |  | 0 | 0 | 0 |  | 0 | 0.00 | 0 | 0 |  | 0.0 |  | True | 0 | SpareNo
421 | Custom Fabrication | STAINLESS STEEL | 1 | ea | TRASH CHUTE |  |  | 0 | 0 | 0 |  | 0 | 0.00 | 0 | 0 |  | 0.0 |  | True | 0
422 | Rubbermaid | FG354060GRAY | 1 | ea | TRASH RECEPTACLE | Slim Jim® Container, 23 gallon, 22"W x 11"D x 30"H, with venting channels, molded-in handles, general purpose waste, open type without lid, high-impact plastic construction, gray, Made in USA | -0.002766 | 47 | 47 | 94.26 | 50 | 47.13 | 8.24 | 0 | 0 | 150 | 0.0 |  | True | 4
423 | Dinex | DXSMA2081 | 1 | ea | INDUCTION BASE CHARGER | SmartTherm™ Induction Charger, 208v/1-ph |  | 10066.86 | 10066.86 | 20133.72 | 50 | 10066.86 | 23.00 | 0 | 0 | 92.5 | 1.13000 |  | True | 1
424 | Custom Fabrication | STAINLESS STEEL | 1 | ea | DOUBLE OVERSHELF |  |  | 0 | 0 | 0 |  | 0 | 0.00 | 0 | 0 |  | 0.0 |  | True | 0
425 |  |  | 0 |  | SpareNo | SpareNo |  | 0 | 0 | 0 |  | 0 | 0.00 | 0 | 0 |  | 0.0 |  | True | 0 | SpareNo
426 | OS&e | OS&E | 1 | ea | PREPARATION LABEL PRINTER | BY OS&E |  | 0 | 0 | 0 |  | 0 | 0.00 | 0 | 0 |  | 0.0 |  | True | 0
427 | Custom Fabrication | STAINLESS STEEL | 1 | ea | UNDER COUNTER REFIGERATOR WITH DOORS AND NSF#7 RAIL |  |  | 0 | 0 | 0 |  | 0 | 0.00 | 0 | 0 |  | 0.0 |  | True | 0
428 | Custom Design |  | 1 | ea | RECESSED CUTTING BOARD |  |  | 0 | 0 | 0 |  | 0 | 0.00 | 0 | 0 |  | 0.0 |  | True | 0
429 |  |  | 0 |  | SpareNo | SpareNo |  | 0 | 0 | 0 |  | 0 | 0.00 | 0 | 0 |  | 0.0 |  | True | 0 | SpareNo
430 |  |  | 0 |  | SpareNo | SpareNo |  | 0 | 0 | 0 |  | 0 | 0.00 | 0 | 0 |  | 0.0 |  | True | 0 | SpareNo
431 | ACP | RMS10TSA | 1 | ea | Microwave Oven | Amana® Commercial Microwave Oven, 0.8 cu. ft. capacity, 1000 watts, low volume, 4-stage cooking, (5) power levels, touchpad controls, (20) memory settings, 30-minute max cooking time, interlock safety switch, audible end of cycle signal, LED display, side hinged door with tempered glass, LED lighted interior, stainless steel interior & exterior, 120v/60/1-ph, 13.0 amps, 15 MCA, 1500 watts (total), cord, NEMA 5-15P, cETLus, ETL-Sanitation |  | 520 | 520 | 1040 | 50 | 520 | 37.00 | 0 | 0 | ups | 0.0 |  | True | 1
432 | Wells | MOD-300TDM/AF | 1 | ea | HOT FOOD WELL | Food Warmer, top-mount, built-in, electric, auto-fill, (3) 12" x 20" openings with manifold drains with one valve, wet/dry operation, thermostatic control, stainless steel interior, insulated aluminum steel housing, WellsLok™, UL, NSF |  | 2389.5 | 2389.5 | 4779 | 50 | 2389.5 | 90.00 | 0 | 0 | 85 | 10.54000 |  | True | 1
433 | Hatco | GRAHL-48 | 2 | ea | FOOD WARMER | Glo-Ray® Infrared Foodwarmer, 48" W, high wattage, tubular metal heater rod with lights, single heater rod housing, aluminum construction, 1340 watts, NSF, cULus, Made in USA | 0.0012077 | 414 | 828 | 827 | 50 | 413.5 | 22.00 | 0 | 0 | 100 | 0.0 |  | True | 1
434 | Custom Design |  | 1 | ea | RECESSED CUTTING BOARD |  |  | 0 | 0 | 0 |  | 0 | 0.00 | 0 | 0 |  | 0.0 |  | True | 0
435 |  |  | 0 |  | SpareNo | SpareNo |  | 0 | 0 | 0 |  | 0 | 0.00 | 0 | 0 |  | 0.0 |  | True | 0 | SpareNo
436 | OS&e | OS&E | 1 | ea | PREPARATION LABEL PRINTER | BY OS&E |  | 0 | 0 | 0 |  | 0 | 0.00 | 0 | 0 |  | 0.0 |  | True | 0
437 | Custom Fabrication | STAINLESS STEEL | 1 | ea | TRAY MAKE-UP ROLLER |  |  | 0 | 0 | 0 |  | 0 | 0.00 | 0 | 0 |  | 0.0 |  | True | 0
438 | Custom Fabrication | STAINLESS STEEL | 1 | ea | TRAY STARTER |  |  | 0 | 0 | 0 |  | 0 | 0.00 | 0 | 0 |  | 0.0 |  | True | 0
439 |  |  | 0 |  | SpareNo | SpareNo |  | 0 | 0 | 0 |  | 0 | 0.00 | 0 | 0 |  | 0.0 |  | True | 0 | SpareNo
440 |  |  | 0 |  | SpareNo | SpareNo |  | 0 | 0 | 0 |  | 0 | 0.00 | 0 | 0 |  | 0.0 |  | True | 0 | SpareNo
441 | Custom Fabrication | STAINLESS STEEL | 1 | ea | LOAD CENTER |  |  | 0 | 0 | 0 |  | 0 | 0.00 | 0 | 0 |  | 0.0 |  | True | 0
442 | OS&e | OS&E | 1 | ea | PREPARATION LABEL PRINTER | BY OS&E |  | 0 | 0 | 0 |  | 0 | 0.00 | 0 | 0 |  | 0.0 |  | True | 0
443 | Dinex | DXPIDPH2E1012 | 1 | ea | HEATED PLATE DISPENSER | Heated Plate Dispenser, enclosed tubular frame, mobile design, two self-elevating dish dispensing tubes, maximum dish size 10-1/8" diameter, 120v/60/1-ph, 1000w, 8.4 amps, 5-15P, CSA (IDPH2E/1012) |  | 4123.1 | 4123.1 | 8246.2 | 50 | 4123.1 | 190.00 | 0 | 0 | 92.5 | 12.19000 |  | True | 1
444 |  |  | 0 |  | SpareNo | SpareNo |  | 0 | 0 | 0 |  | 0 | 0.00 | 0 | 0 |  | 0.0 |  | True | 0 | SpareNo
445 |  |  | 0 |  | SpareNo | SpareNo |  | 0 | 0 | 0 |  | 0 | 0.00 | 0 | 0 |  | 0.0 |  | True | 0 | SpareNo
446 |  |  | 0 |  | SpareNo | SpareNo |  | 0 | 0 | 0 |  | 0 | 0.00 | 0 | 0 |  | 0.0 |  | True | 0 | SpareNo
447 | Custom Fabrication | STAINLESS STEEL | 1 | ea | TRAY ASSEMBLY COUNTER WITH SINK |  |  | 0 | 0 | 0 |  | 0 | 0.00 | 0 | 0 |  | 0.0 |  | True | 0
448 | Advance Tabco | 7-PS-42 | 1 | ea | DROP-IN HAND SINK | Recessed Hand Sink, 14"W x 10"D x 5" deep sink bowl, includes: 4" OC deck mounted gooseneck faucet with aerator, soap & paper towel dispensers, 4"H side splashes, 304 stainless steel, NSF (countertop opening not to exceed 17-1/4" (front to back) x 17-3/8" (left to right)) | 0.00034388 | 1454 | 1454 | 2907 | 50 | 1453.5 | 33.00 | 0 | 0 | 100 | 2.00000 |  | True | 1
449 |  |  | 0 |  | SpareNo | SpareNo |  | 0 | 0 | 0 |  | 0 | 0.00 | 0 | 0 |  | 0.0 |  | True | 0 | SpareNo
450 |  |  | 0 |  | SpareNo | SpareNo |  | 0 | 0 | 0 |  | 0 | 0.00 | 0 | 0 |  | 0.0 |  | True | 0 | SpareNo
451 | Custom Fabrication | STAINLESS STEEL | 1 | ea | TRASH CHUTE |  |  | 0 | 0 | 0 |  | 0 | 0.00 | 0 | 0 |  | 0.0 |  | True | 0
452 | Rubbermaid | FG354060GRAY | 1 | ea | TRASH RECEPTACLE | Slim Jim® Container, 23 gallon, 22"W x 11"D x 30"H, with venting channels, molded-in handles, general purpose waste, open type without lid, high-impact plastic construction, gray, Made in USA | -0.002766 | 47 | 47 | 94.26 | 50 | 47.13 | 8.24 | 0 | 0 | 150 | 0.0 |  | True | 4
453 | Dinex | DXSMA2081 | 1 | ea | INDUCTION BASE CHARGER | SmartTherm™ Induction Charger, 208v/1-ph |  | 10066.86 | 10066.86 | 20133.72 | 50 | 10066.86 | 23.00 | 0 | 0 | 92.5 | 1.13000 |  | True | 1
454 | Custom Fabrication | STAINLESS STEEL | 1 | ea | DOUBLE OVERSHELF |  |  | 0 | 0 | 0 |  | 0 | 0.00 | 0 | 0 |  | 0.0 |  | True | 0
455 |  |  | 0 |  | SpareNo | SpareNo |  | 0 | 0 | 0 |  | 0 | 0.00 | 0 | 0 |  | 0.0 |  | True | 0 | SpareNo
456 | OS&e | OS&E | 1 | ea | PREPARATION LABEL PRINTER | BY OS&E |  | 0 | 0 | 0 |  | 0 | 0.00 | 0 | 0 |  | 0.0 |  | True | 0
457 | Custom Fabrication | STAINLESS STEEL | 1 | ea | UNDER COUNTER REFIGERATOR WITH DOORS AND NSF#7 RAIL |  |  | 0 | 0 | 0 |  | 0 | 0.00 | 0 | 0 |  | 0.0 |  | True | 0
458 | Custom Design |  | 1 | ea | RECESSED CUTTING BOARD |  |  | 0 | 0 | 0 |  | 0 | 0.00 | 0 | 0 |  | 0.0 |  | True | 0
459 |  |  | 0 |  | SpareNo | SpareNo |  | 0 | 0 | 0 |  | 0 | 0.00 | 0 | 0 |  | 0.0 |  | True | 0 | SpareNo
460 |  |  | 0 |  | SpareNo | SpareNo |  | 0 | 0 | 0 |  | 0 | 0.00 | 0 | 0 |  | 0.0 |  | True | 0 | SpareNo
461 | ACP | RMS10TSA | 1 | ea | Microwave Oven | Amana® Commercial Microwave Oven, 0.8 cu. ft. capacity, 1000 watts, low volume, 4-stage cooking, (5) power levels, touchpad controls, (20) memory settings, 30-minute max cooking time, interlock safety switch, audible end of cycle signal, LED display, side hinged door with tempered glass, LED lighted interior, stainless steel interior & exterior, 120v/60/1-ph, 13.0 amps, 15 MCA, 1500 watts (total), cord, NEMA 5-15P, cETLus, ETL-Sanitation |  | 520 | 520 | 1040 | 50 | 520 | 37.00 | 0 | 0 | ups | 0.0 |  | True | 1
462 | Wells | MOD-300TDM/AF | 1 | ea | HOT FOOD WELL | Food Warmer, top-mount, built-in, electric, auto-fill, (3) 12" x 20" openings with manifold drains with one valve, wet/dry operation, thermostatic control, stainless steel interior, insulated aluminum steel housing, WellsLok™, UL, NSF |  | 2389.5 | 2389.5 | 4779 | 50 | 2389.5 | 90.00 | 0 | 0 | 85 | 10.54000 |  | True | 1
463 | Hatco | GRAHL-48 | 2 | ea | FOOD WARMER | Glo-Ray® Infrared Foodwarmer, 48" W, high wattage, tubular metal heater rod with lights, single heater rod housing, aluminum construction, 1340 watts, NSF, cULus, Made in USA | 0.0012077 | 414 | 828 | 827 | 50 | 413.5 | 22.00 | 0 | 0 | 100 | 0.0 |  | True | 1
464 | Custom Design |  | 1 | ea | RECESSED CUTTING BOARD |  |  | 0 | 0 | 0 |  | 0 | 0.00 | 0 | 0 |  | 0.0 |  | True | 0
465 |  |  | 0 |  | SpareNo | SpareNo |  | 0 | 0 | 0 |  | 0 | 0.00 | 0 | 0 |  | 0.0 |  | True | 0 | SpareNo
466 | OS&e | OS&E | 1 | ea | PREPARATION LABEL PRINTER | BY OS&E |  | 0 | 0 | 0 |  | 0 | 0.00 | 0 | 0 |  | 0.0 |  | True | 0
467 | Custom Fabrication | STAINLESS STEEL | 1 | ea | TRAY MAKE-UP ROLLER |  |  | 0 | 0 | 0 |  | 0 | 0.00 | 0 | 0 |  | 0.0 |  | True | 0
468 | Custom Fabrication | STAINLESS STEEL | 1 | ea | TRAY STARTER |  |  | 0 | 0 | 0 |  | 0 | 0.00 | 0 | 0 |  | 0.0 |  | True | 0
469 |  |  | 0 |  | SpareNo | SpareNo |  | 0 | 0 | 0 |  | 0 | 0.00 | 0 | 0 |  | 0.0 |  | True | 0 | SpareNo
470 |  |  | 0 |  | SpareNo | SpareNo |  | 0 | 0 | 0 |  | 0 | 0.00 | 0 | 0 |  | 0.0 |  | True | 0 | SpareNo
471 | Custom Fabrication | STAINLESS STEEL | 1 | ea | LOAD CENTER |  |  | 0 | 0 | 0 |  | 0 | 0.00 | 0 | 0 |  | 0.0 |  | True | 0
472 | OS&e | OS&E | 1 | ea | PREPARATION LABEL PRINTER | BY OS&E |  | 0 | 0 | 0 |  | 0 | 0.00 | 0 | 0 |  | 0.0 |  | True | 0
473 | Dinex | DXPIDPH2E1012 | 1 | ea | HEATED PLATE DISPENSER | Heated Plate Dispenser, enclosed tubular frame, mobile design, two self-elevating dish dispensing tubes, maximum dish size 10-1/8" diameter, 120v/60/1-ph, 1000w, 8.4 amps, 5-15P, CSA (IDPH2E/1012) |  | 4123.1 | 4123.1 | 8246.2 | 50 | 4123.1 | 190.00 | 0 | 0 | 92.5 | 12.19000 |  | True | 1
474 | Dinex | DXPICTPT10 | 10 | ea | Meal Tray Delivery Cart | TQ Economy Tray Delivery Cart, pass thru, (1) door, 1-compartment, 37-1/8"H, (10) tray capacity, designed to hold multiple tray sizes (14" x 18", 15" x 20", & Dinex room service trays), fixed tray slides with 5-1/4" spacing, two trays per slide, fixed panels, magnetic door catch, drop latch, (4) 5" plate-type casters, 2 swivel with brakes, 2 fixed without brakes, stainless steel construction, CSA, Made In USA (ICTPT/10) |  | 3071.4 | 30714 | 6142.8 | 50 | 3071.4 | 220.00 | 0 | 0 | 100 | 21.67000 |  | True | 1
475 |  |  | 0 |  | SpareNo | SpareNo |  | 0 | 0 | 0 |  | 0 | 0.00 | 0 | 0 |  | 0.0 |  | True | 0 | SpareNo
476 | Victory | ACRS-1D-S1-G-HC | 1 | ea | Air Curtain Refrigerator | UltraSpec™ Series Refrigerator Air Curtain, one-section, bottom mounted self-contained refrigeration, 13.6 cu. ft. capacity, (1) full height glass hinged door, cylinder lock, electronic control, (15) 18" x 26" tray capacity, adjustable stainless steel tray slides, stainless steel exterior & interior, magnetic door gaskets with 2 year warranty, 7-1/4" heavy duty locking casters, R290 Hydrocarbon refrigerant, 3/4 HP, cULus, UL EPH Classified, UL-Sanitation MADE IN USA |  | 20691.5 | 20691.5 | 41383 | 50 | 20691.5 | 516.00 | 0 | 0 | 150 | 0.0 |  | True | 1
477 | True Mfg. - General Foodservice | STA1F-1S-HC | 1 | ea | Reach-In Freezer | SPEC SERIES® Freezer, reach-in, -10°F, one-section, (1) stainless steel door with lock, cam-lift hinges, digital temperature control, (3) chrome shelves, LED interior lights, stainless steel front & sides, aluminum interior, 5" castors, R290 Hydrocarbon refrigerant, 1/2 HP, 115v/60/1-ph, 6.0 amps, NEMA 5-15P, cULus, UL EPH Classified, Made in USA |  | 10862 | 10862 | 21724 | 50 | 10862 | 410.00 | 0 | 0 | 150 | 77.00000 |  | True | 1
478 | Custom Fabrication | STAINLESS STEEL | 1 | ea | BEVERAGE COUNTER |  |  | 0 | 0 | 0 |  | 0 | 0.00 | 0 | 0 |  | 0.0 |  | True | 0
479 |  |  | 0 |  | SpareNo | SpareNo |  | 0 | 0 | 0 |  | 0 | 0.00 | 0 | 0 |  | 0.0 |  | True | 0 | SpareNo
480 |  |  | 0 |  | SpareNo | SpareNo |  | 0 | 0 | 0 |  | 0 | 0.00 | 0 | 0 |  | 0.0 |  | True | 0 | SpareNo
481 | Metro | CBH2121C | 3 | ea | GLASS RACK DISH DOLLY | Dolly, for Cup/Glass Rack, platform design, single stack, designed for 20" x 20" racks, all aluminum construction, with corner bumpers & handle | 0.0014124 | 354 | 1062 | 707 | 50 | 353.5 | 34.00 | 0 | 0 | 70 | 1.31 |  | True | 1
482 | BUNN | 20900.0008 | 1 | ea | COFFEE BREWER | 20900.0008 Dual® Coffee Brewer, Portable, mechanical thermostat, brews 16.3 gallons per hour capacity, black plastic funnel, 1 batch-size setting, electronic timer & grinder interface, upper hot water faucet, variable water bypass, includes (2) GPR servers (20950.0004), 4" black adjustable legs, stainless steel, 120/208v/60/1-ph, 5990 watts, 28.8 amps, 20-90 psi, 1/4" male NPT, UL, NSF |  | 0 | 0 | 3232 |  | 0 | 92.46 | 0 | 0 | 175 | 11.10100 |  | True | 1 | BY VENDOR
483 | BUNN | 37300.0079 | 1 | ea | Juice Dispenser, Electric | 37300.0079 JDF-4S Silver Series® 4-Flavor Cold Beverage System, push button, 18 lb. ice bank, 7" cup clearance, dispense 1.0 to 1.5 ounces per second flow rate, dispenses frozen and ambient products, LED lighted door graphics, single size portion control, door lock, includes: (8) variety pack displays, black finish, 120v/60/1-ph, 6 amps, 720 watts, NEMA 5-15P, cord attached, 20-100 psi, 3/8" male flare fitting, R-134A, NSF, ETL |  | 7000.78 | 7000.78 | 7000.78 |  | 7000.78 | 144.00 | 0 | 0 |  | 0.0 |  | True | 1
484 | BUNN | 36700.0059 | 1 | ea | ICED TEA BREWER | 36700.0059 TB3Q Iced Tea Brewer, 3-gallon capacity single brewer, 26.7 gallon/hour, quick disconnect, SplashGard® funnel, Quickbrew system(dispensers sold separately), 120v/60/1-ph, 1730w, 14.4amps, NEMA 5-15P, cord attached, UL, NSF |  | 0 | 0 | 1078 |  | 0 | 37.01 | 0 | 0 | 150 | 7.23200 |  | True | 1 | BY VENDOR
485 |  |  | 0 |  | SpareNo | SpareNo |  | 0 | 0 | 0 |  | 0 | 0.00 | 0 | 0 |  | 0.0 |  | True | 0 | SpareNo
486 | Vendor |  | 1 | ea | SODA & ICE DISPENSER | BY VENDOR |  | 0 | 0 | 0 |  | 0 | 0.00 | 0 | 0 |  | 0.0 |  | True | 0
487 | Scotsman | C0530MW-1 | 1 | ea | ICE MACHINE | Prodigy Plus® Ice Maker, cube style, water-cooled, self-contained condenser, production capacity up to 500 lb/24 hours at 70°/50° (410 lb AHRI certified at 90°/70°), medium cube size, AutoAlert™ indicating lights, WaterSense adjustable purge control, one-touch cleaning, harvest assist, unit specific QR code, stainless steel finish, AgION™ antimicrobial protection, 115v/60/1-ph, 13.5 amps, cULus, NSF, CE, engineered and assembled in USA (Discontinued 01/01/2023, verify availability with distributor) |  | 4482 | 4482 | 8964 | 50 | 4482 | 175.00 | 0 | 0 | 92.5 | 15.40000 |  | True | 1
488 | Everpure | EV932401 | 1 | ea | WATER FILTRATION SYSTEM | Insurice® Single-i2000² System, 9,000 gallon capacity, 1.67 gpm flow rate, 0.5-micron filtration, for cubers up to 500 lbs/day or flakers up to 1,500 lbs/day, pressure gauge, flushing valve, NSF, ANSI |  | 216 | 216 | 432 | 50 | 216 | 6.00 | 0 | 0 |  | 0.0 |  | True | 1
489 |  |  | 0 |  | SpareNo | SpareNo |  | 0 | 0 | 0 |  | 0 | 0.00 | 0 | 0 |  | 0.0 |  | True | 0 | SpareNo
490 |  |  | 0 |  | SpareNo | SpareNo |  | 0 | 0 | 0 |  | 0 | 0.00 | 0 | 0 |  | 0.0 |  | True | 0 | SpareNo
491 | Victory | ACRS-1D-S1-G-HC | 1 | ea | Air Curtain Refrigerator | UltraSpec™ Series Refrigerator Air Curtain, one-section, bottom mounted self-contained refrigeration, 13.6 cu. ft. capacity, (1) full height glass hinged door, cylinder lock, electronic control, (15) 18" x 26" tray capacity, adjustable stainless steel tray slides, stainless steel exterior & interior, magnetic door gaskets with 2 year warranty, 7-1/4" heavy duty locking casters, R290 Hydrocarbon refrigerant, 3/4 HP, cULus, UL EPH Classified, UL-Sanitation MADE IN USA |  | 20691.5 | 20691.5 | 41383 | 50 | 20691.5 | 516.00 | 0 | 0 | 150 | 0.0 |  | True | 1
492 | True Mfg. - General Foodservice | STA1F-1S-HC | 1 | ea | Reach-In Freezer | SPEC SERIES® Freezer, reach-in, -10°F, one-section, (1) stainless steel door with lock, cam-lift hinges, digital temperature control, (3) chrome shelves, LED interior lights, stainless steel front & sides, aluminum interior, 5" castors, R290 Hydrocarbon refrigerant, 1/2 HP, 115v/60/1-ph, 6.0 amps, NEMA 5-15P, cULus, UL EPH Classified, Made in USA |  | 10862 | 10862 | 21724 | 50 | 10862 | 410.00 | 0 | 0 | 150 | 77.00000 |  | True | 1
493 | Advance Tabco | 7-PS-61 | 1 | ea | Hand Sink | Hand Sink, wall mounted, 14" wide x 10" front-to-back x 5" deep bowl, 20 gauge 304 stainless steel, electronic faucet (battery & 110v options both supplied), basket drain, wall bracket, NSF, cCSAus |  | 1463.5 | 1463.5 | 2927 | 50 | 1463.5 | 19.00 | 0 | 0 | 100 | 2.00000 |  | True | 1
494 | Rubbermaid | FG354060GRAY | 1 | ea | TRASH RECEPTACLE | Slim Jim® Container, 23 gallon, 22"W x 11"D x 30"H, with venting channels, molded-in handles, general purpose waste, open type without lid, high-impact plastic construction, gray, Made in USA |  | 47.13 | 47.13 | 94.26 | 50 | 47.13 | 8.24 | 0 | 0 | 150 | 0.0 |  | True | 4
495 |  |  | 0 |  | SpareNo | SpareNo |  | 0 | 0 | 0 |  | 0 | 0.00 | 0 | 0 |  | 0.0 |  | True | 0 | SpareNo
496 | Aladdin | Y104S | 1 | ea | DOME AND BASE STORAGE RACK |  |  | 0 | 0 | 0 |  | 0 | 0.00 | 0 | 0 |  | 0.0 |  | True | 0
497 | Mars Air Systems | STD272-2UA-OB-VHP | 1 | ea | AIR CURTAIN | Standard Series 2 Air Curtain, for 72" wide door, unheated, UVC/HCP, includes magnetic switch (99-018) and 24v control, galvanized steel cabinet, obsidian black powder coat finish, (2) 1/2 HP motors, 115v/60/1-ph, 1.0 kW, cord & plug, 10.2 amps, cETLus |  | 1820 | 1820 | 3640 | 50 | 1820 | 0.00 | 0 | 0 |  | 0.0 |  | True | 1
498 |  |  | 0 |  | SpareNo | SpareNo |  | 0 | 0 | 0 |  | 0 | 0.00 | 0 | 0 |  | 0.0 |  | True | 0 | SpareNo
499 |  |  | 0 |  | SpareNo | SpareNo |  | 0 | 0 | 0 |  | 0 | 0.00 | 0 | 0 |  | 0.0 |  | True | 0 | SpareNo
500 |  |  | 0 |  | SpareNo | SpareNo |  | 0 | 0 | 0 |  | 0 | 0.00 | 0 | 0 |  | 0.0 |  | True | 0 | SpareNo
|  |  | 0 |  |  | JANITOR/R.O. WATER AREA |  | 0 | 0 | 0 |  | 0 | 0.00 | 0 | 0 |  | 0.0 |  | True | 0
501 | Metro | 1848NC | 88 | ea | DETERGENT STORAGE SHELVING | Super Erecta® Shelf, wire, 48"W x 18"D, plastic split sleeves are included in each carton, Metroseal 3™ epoxy-coated corrosion-resistant finish with Microban® antimicrobial protection, NSF | 0.047619 | 384.9982 | 33880 | 733.33 | 50 | 366.665 | 12.00 | 0 | 0 | 70 | 0.8 |  | True | 1
502 |  |  | 0 |  | Mop Rack | By General Contractor |  | 0 | 0 | 0 |  | 0 | 0.00 | 0 | 0 |  | 0.0 |  | True | 0
503 |  |  | 0 |  | Mop Sink | By General Contractor |  | 0 | 0 | 0 |  | 0 | 0.00 | 0 | 0 |  | 0.0 |  | True | 0
504 |  |  | 0 |  | Hose Bibb | By General Contractor |  | 0 | 0 | 0 |  | 0 | 0.00 | 0 | 0 |  | 0.0 |  | True | 0
505 |  |  | 0 |  | SpareNo | SpareNo |  | 0 | 0 | 0 |  | 0 | 0.00 | 0 | 0 |  | 0.0 |  | True | 0 | SpareNo
506 | Custom Fabrication | STAINLESS STEEL | 1 | ea | Wall Shelf |  |  | 0 | 0 | 0 |  | 0 | 0.00 | 0 | 0 |  | 0.0 |  | True | 0
507 | WaterSpec | 310062 | 1 | ea | REVERSE OSMOSIS SYSTEM | CookSpec™ RO-250NE Water Filter System, for boiler based and boiler-less equipment, cold water inlet only, 250 gallons per day (946 lpd) (10-1/4 gallon per hour), 23"H x 20"W x 5-1/2"D, 45°-100°F (7°-38°C) temperature range, storage tank refill 2-3 minutes, cabinet design, wall mounted or stand alone, non-electric, integrated TDS meter, quick disconnect, requires external water storage tank, 30-80 psi (2-5.5 bar), 1/4" floor drain tubing, 3/8" inlet/outlet (contact factory for price) |  | 0 | 0 | 0 |  | 0 | 95.00 | 0 | 0 | 125 | 0.0 |  | True | 1
508 | PENTAIR | ROMATE 80 | 1 | ea | REVERSE OSMOSIS 80 GAL. STORAGE TANK |  |  | 0 | 0 | 0 | 50 | 0 | 0.00 | 0 | 0 |  | 0.0 |  | True | 0
509 |  |  | 0 |  | SpareNo | SpareNo |  | 0 | 0 | 0 |  | 0 | 0.00 | 0 | 0 |  | 0.0 |  | True | 0 | SpareNo
510 |  |  | 0 |  | SpareNo | SpareNo |  | 0 | 0 | 0 |  | 0 | 0.00 | 0 | 0 |  | 0.0 |  | True | 0 | SpareNo
511 | Mars Air Systems | STD248-1UA-OB-VHP | 1 | ea | AIR CURTAIN | Standard Series 2 Air Curtain, for 48" wide door, unheated, UVC/HCP, includes magnetic switch (99-018) and 24v control, galvanized steel cabinet, obsidian black powder coat finish, (1) 1/2 HP motor, 115v/60/1-ph, 550 watts, cord & plug, 5.1 amps, cETLus |  | 1250 | 1250 | 2500 | 50 | 1250 | 0.00 | 0 | 0 |  | 0.0 |  | True | 1
512 |  |  | 0 |  | SpareNo | SpareNo |  | 0 | 0 | 0 |  | 0 | 0.00 | 0 | 0 |  | 0.0 |  | True | 0 | SpareNo
513 |  |  | 0 |  | SpareNo | SpareNo |  | 0 | 0 | 0 |  | 0 | 0.00 | 0 | 0 |  | 0.0 |  | True | 0 | SpareNo
514 |  |  | 0 |  | SpareNo | SpareNo |  | 0 | 0 | 0 |  | 0 | 0.00 | 0 | 0 |  | 0.0 |  | True | 0 | SpareNo
515 |  |  | 0 |  | SpareNo | SpareNo |  | 0 | 0 | 0 |  | 0 | 0.00 | 0 | 0 |  | 0.0 |  | True | 0 | SpareNo
|  |  | 0 |  |  | SOILED WARE WASHING AREA |  | 0 | 0 | 0 |  | 0 | 0.00 | 0 | 0 |  | 0.0 |  | True | 0
516 | New Age | 1290 | 11 | ea | SOILED TRAY RETURN CART | Pan Rack, mobile, full height, enclosed cabinet, (40) 18" x 26" pan capacity, extrusions on 1-1/2" centers, all welded aluminum construction, front loading, HD base, (4) 5" platform swivel casters, NSF, Made in USA, (standard factory lead time) |  | 2009 | 22099 | 4018 | 50 | 2009 | 159.00 | 0 | 0 |  | 32.76000 |  | True | 1
517 | Custom Design |  | 1 | ea | SOILED DISH TABLE WITH TROUGH AND BRIDGE |  |  | 0 | 0 | 0 |  | 0 | 0.00 | 0 | 0 |  | 0.0 |  | True | 0
518 | Custom | STAINLESS STEEL | 1 | ea | DOUBLE SIDED GLASS RACK SHELF |  | 0.047501 | 2021 | 2021 | 1925 |  | 1925 | 0.00 | 0 | 0 |  | 0.0 |  | True | 0
519 |  |  | 0 |  | SpareNo | SpareNo |  | 0 | 0 | 0 |  | 0 | 0.00 | 0 | 0 |  | 0.0 |  | True | 0 | SpareNo
520 |  |  | 0 |  | SpareNo | SpareNo |  | 0 | 0 | 0 |  | 0 | 0.00 | 0 | 0 |  | 0.0 |  | True | 0 | SpareNo
521 | Custom | STAINLESS STEEL | 1 | ea | SILVERWARE CHUTE |  | 0.047501 | 2021 | 2021 | 1925 |  | 1925 | 0.00 | 0 | 0 |  | 0.0 |  | True | 0
522 | Custom Fabrication | 9-FSS-20 | 1 | ea | SILVER Soak Sink | Soak Sink, portable, 20" working height, sink outlet fitted with quick-release drain, 22" x 22" x 8" deep fabricated sink compartment, stainless steel construction, casters, accommodates 19-3/4" x 19-3/4" dishwasher baskets (by others) | 0.0002592 | 1929 | 1929 | 3857 | 50 | 1928.5 | 52.00 | 0 | 0 | 100 | 7.0 |  | True | 1
523 | Rubbermaid | FG262000GRAY | 1 | ea | TRASH RECEPTACLE | ProSave® BRUTE® Container, without lid, 20 gallon, 19-1/2"D x 22-7/8"H, round, reinforced rims, built in handles, double rimmed base, high-impact plastic construction, gray, NSF, Made in USA | 0.029008 | 121 | 121 | 234.98 | 50 | 117.49 | 16.40 | 0 | 0 | 250 | 1.44 |  | True | 6
524 | InSinkErator | PRT | 1 | ea | FOOD WASTE COLLECTOR | PowerRinse® Trough (Model PRT™) - Complete Waste Collection System Package. Requires only 1 GPM (3.79 LPM) of fresh water per hour. Pre-rinse and scrapping system with 70 GPM (264.98 LPM) recirculated water flow capability, dry start protection, and adjustable run time. Pre-plumbed and pre-wired base assembly with control, solenoid and pump (requires additional plumbing for trough); integrated air gap; stainless steel mounting tray, base assembly, basket cover, pump housing, 1/4" pump inlet screen, and pump impeller; 1/4" perforated scrap basket with four ergonomic handles; flanged feet; check valves; 2" drain discharge; 1/2" NPT water inlets | 7.8186e-05 | 6395 | 6395 | 12789 | 50 | 6394.5 | 165.00 | 0 | 0 | 85 | 31.96 |  | True | 1
525 |  |  | 0 |  | SpareNo | SpareNo |  | 0 | 0 | 0 |  | 0 | 0.00 | 0 | 0 |  | 0.0 |  | True | 0 | SpareNo
526 | Custom | STAINLESS STEEL | 1 | ea | GLASS RACK SHELF |  | 0.047501 | 2021 | 2021 | 1925 |  | 1925 | 0.00 | 0 | 0 |  | 0.0 |  | True | 0
527 | Champion | 66 PRO VHR | 1 | ea | DISH MACHINE | Pro Series, 66”W rack conveyor dishwasher, with 22” pre-wash, Vent-less Heat Recovery technology, Proportional Rinse, Progressive anti-jam drive system, top mounted Prodigy series HMI user interface, Proactive maintenance software, 100 gallons per hour with energy sentinel (idle pump shut-off), (209) racks per hour, built-in 70° rise booster, electric tank heat, single-piece hood design, single-piece stainless steel upper & lower wash arms manifolds, internal removable scrap basket & dual-piece scrap screens, 20” standard vertical clearance which accommodate 18” x 26” sheet pans, full 180° opening leak proof insulated hinged access doors, automatic tank fill, door safety switches, leak-proof ball valve drains, lower front & side enclosure panels, stainless steel heavy gauge construction including base & legs, electric tank heat, 2 HP prewash and wash pumps, single point machine & separate booster connection, vent fan control, stainless steel rear manifolds, includes: (2) 20" x 20" peg racks & (1) 20" x 20" flat rack, NSF, CULus, Made in USA (consult factory for price) |  | 2950 | 2950 | 0 |  | 2950 | 600.00 | 0 | 0 |  | 0.0 |  | True | 1
528 | Advance Tabco | 7-PS-61 | 1 | ea | Hand Sink | Hand Sink, wall mounted, 14" wide x 10" front-to-back x 5" deep bowl, 20 gauge 304 stainless steel, electronic faucet (battery & 110v options both supplied), basket drain, wall bracket, NSF, cCSAus |  | 1463.5 | 1463.5 | 2927 | 50 | 1463.5 | 19.00 | 0 | 0 | 100 | 2.00000 |  | True | 1
529 |  |  | 0 |  | SpareNo | SpareNo |  | 0 | 0 | 0 |  | 0 | 0.00 | 0 | 0 |  | 0.0 |  | True | 0 | SpareNo
530 |  |  | 0 |  | SpareNo | SpareNo |  | 0 | 0 | 0 |  | 0 | 0.00 | 0 | 0 |  | 0.0 |  | True | 0 | SpareNo
531 | Rubbermaid | FG354060GRAY | 1 | ea | TRASH RECEPTACLE | Slim Jim® Container, 23 gallon, 22"W x 11"D x 30"H, with venting channels, molded-in handles, general purpose waste, open type without lid, high-impact plastic construction, gray, Made in USA |  | 47.13 | 47.13 | 94.26 | 50 | 47.13 | 8.24 | 0 | 0 | 150 | 0.0 |  | True | 4
532 | Bradley | S19-224BPT | 1 | ea | EYE WASH STATION |  |  | 0 | 0 | 0 |  | 0 | 0.00 | 0 | 0 |  | 0.0 |  | True | 0
533 |  |  | 0 |  | SpareNo | SpareNo |  | 0 | 0 | 0 |  | 0 | 0.00 | 0 | 0 |  | 0.0 |  | True | 0 | SpareNo
534 |  |  | 0 |  | SpareNo | SpareNo |  | 0 | 0 | 0 |  | 0 | 0.00 | 0 | 0 |  | 0.0 |  | True | 0 | SpareNo
535 |  |  | 0 |  | SpareNo | SpareNo |  | 0 | 0 | 0 |  | 0 | 0.00 | 0 | 0 |  | 0.0 |  | True | 0 | SpareNo
536 | Curtron | PP-C-080-30108 | 1 | ea | PLASTIC DOORS | Polar-Pro® Flexible Swinging Door for Walk-In Coolers & Freezers, 30” wide x 108” high, (2) .080” thick clear PVC panels (rated for -20° to 140°F), (2) stainless steel swinging arms and universal mounting brackets, and (2) anti-curl strips | 0.046911 | 437 | 437 | 833 | 50 | 416.5 | 32.00 | 0 | 0 | 55 | 0.0 |  | True | 1
537 | Custom Fabrication |  | 1 | ea | FLOOR TROUGH AND GRATE |  |  | 0 | 0 | 0 |  | 0 | 0.00 | 0 | 0 |  | 0.0 |  | True | 0
538 | Strahman | M-750 | 1 | ea | HOSE STATION | HOT & COLD WATER |  | 0 | 0 | 0 | 50 | 0 | 0.00 | 0 | 0 |  | 0.0 |  | True | 1
539 |  |  | 0 |  | SpareNo | SpareNo |  | 0 | 0 | 0 |  | 0 | 0.00 | 0 | 0 |  | 0.0 |  | True | 0 | SpareNo
540 |  |  | 0 |  | SpareNo | SpareNo |  | 0 | 0 | 0 |  | 0 | 0.00 | 0 | 0 |  | 0.0 |  | True | 0 | SpareNo
541 | Custom Fabrication |  | 1 | ea | FLOOR TROUGH AND GRATE |  |  | 0 | 0 | 0 |  | 0 | 0.00 | 0 | 0 |  | 0.0 |  | True | 0
542 | Curtron | PP-C-080-30108 | 1 | ea | PLASTIC DOORS | Polar-Pro® Flexible Swinging Door for Walk-In Coolers & Freezers, 30” wide x 108” high, (2) .080” thick clear PVC panels (rated for -20° to 140°F), (2) stainless steel swinging arms and universal mounting brackets, and (2) anti-curl strips | 0.046911 | 437 | 437 | 833 | 50 | 416.5 | 32.00 | 0 | 0 | 55 | 0.0 |  | True | 1
543 |  |  | 0 |  | SpareNo | SpareNo |  | 0 | 0 | 0 |  | 0 | 0.00 | 0 | 0 |  | 0.0 |  | True | 0 | SpareNo
544 |  |  | 0 |  | SpareNo | SpareNo |  | 0 | 0 | 0 |  | 0 | 0.00 | 0 | 0 |  | 0.0 |  | True | 0 | SpareNo
545 |  |  | 0 |  | SpareNo | SpareNo |  | 0 | 0 | 0 |  | 0 | 0.00 | 0 | 0 |  | 0.0 |  | True | 0 | SpareNo
|  |  | 0 |  |  | CLEAN WARE WASHING AREA |  | 0 | 0 | 0 |  | 0 | 0.00 | 0 | 0 |  | 0.0 |  | True | 0
546 | Bradley | S19-224BPT | 1 | ea | EYE WASH STATION |  |  | 0 | 0 | 0 |  | 0 | 0.00 | 0 | 0 |  | 0.0 |  | True | 0
547 | Advance Tabco | 7-PS-61 | 1 | ea | Hand Sink | Hand Sink, wall mounted, 14" wide x 10" front-to-back x 5" deep bowl, 20 gauge 304 stainless steel, electronic faucet (battery & 110v options both supplied), basket drain, wall bracket, NSF, cCSAus |  | 1463.5 | 1463.5 | 2927 | 50 | 1463.5 | 19.00 | 0 | 0 | 100 | 2.00000 |  | True | 1
548 | Rubbermaid | FG354060GRAY | 1 | ea | TRASH RECEPTACLE | Slim Jim® Container, 23 gallon, 22"W x 11"D x 30"H, with venting channels, molded-in handles, general purpose waste, open type without lid, high-impact plastic construction, gray, Made in USA |  | 47.13 | 47.13 | 94.26 | 50 | 47.13 | 8.24 | 0 | 0 | 150 | 0.0 |  | True | 4
549 |  |  | 0 |  | SpareNo | SpareNo |  | 0 | 0 | 0 |  | 0 | 0.00 | 0 | 0 |  | 0.0 |  | True | 0 | SpareNo
550 |  |  | 0 |  | SpareNo | SpareNo |  | 0 | 0 | 0 |  | 0 | 0.00 | 0 | 0 |  | 0.0 |  | True | 0 | SpareNo
551 | Custom Design |  | 1 | ea | CLEAN DISH TABLE |  |  | 0 | 0 | 0 |  | 0 | 0.00 | 0 | 0 |  | 0.0 |  | True | 0
552 | Custom | STAINLESS STEEL | 1 | ea | GLASS RACK SHELF |  | 0.047501 | 2021 | 2021 | 1925 |  | 1925 | 0.00 | 0 | 0 |  | 0.0 |  | True | 0
553 | Metro | 1848NC | 6 | ea | CLEAN DISH STORAGE SHELVING | Super Erecta® Shelf, wire, 48"W x 18"D, plastic split sleeves are included in each carton, Metroseal 3™ epoxy-coated corrosion-resistant finish with Microban® antimicrobial protection, NSF | 0.047619 | 384.9982 | 2310 | 733.33 | 50 | 366.665 | 12.00 | 0 | 0 | 70 | 0.8 |  | True | 1
554 | Metro | CBH2121C | 10 | ea | GLASS RACK DISH DOLLY | Dolly, for Cup/Glass Rack, platform design, single stack, designed for 20" x 20" racks, all aluminum construction, with corner bumpers & handle | 0.0014124 | 354 | 3540 | 707 | 50 | 353.5 | 34.00 | 0 | 0 | 70 | 1.31 |  | True | 1
555 |  |  | 0 |  | SpareNo | SpareNo |  | 0 | 0 | 0 |  | 0 | 0.00 | 0 | 0 |  | 0.0 |  | True | 0 | SpareNo
556 | Metro | PCD11A | 10 | ea | DISH DOLLY | Poker Chip Dish Dolly, 26-5/8"W x 26-5/8"D x 31-15/16"H, adjustable, dish size 4-1/4" to 11-3/4", removable dividers & towers, two-handed access, recessed handles, 5"Dia. swivel casters with neoprene wheels (2 with brakes), chip-resistant polymer shell with Microban® antimicrobial protection, aesthetic blue, vinyl dust/water splash cover, NSF |  | 834.5 | 8345 | 1669 | 50 | 834.5 | 65.00 | 0 | 0 | 125 | 14.46000 |  | True | 1
557 | Aladdin | Y104S | 6 | ea | DOME AND BASE STORAGE RACK |  |  | 0 | 0 | 0 |  | 0 | 0.00 | 0 | 0 |  | 0.0 |  | True | 0
558 | New Age | 95333 | 6 | ea | TRAY DRYING/ STORAGE RACK | Tray-Drying Rack, mobile, 3 tray levels, (40) 18" x 26" trays per level, 1.4" angle spacing, heavy duty aluminum construction, (4) 5" platform casters, KD, NSF, Made in USA, (standard factory lead time) |  | 2425 | 14550 | 4850 | 50 | 2425 | 234.00 | 0 | 0 |  | 18.53000 |  | True | 1
559 |  |  | 0 |  | SpareNo | SpareNo |  | 0 | 0 | 0 |  | 0 | 0.00 | 0 | 0 |  | 0.0 |  | True | 0 | SpareNo
560 |  |  | 0 |  | SpareNo | SpareNo |  | 0 | 0 | 0 |  | 0 | 0.00 | 0 | 0 |  | 0.0 |  | True | 0 | SpareNo
561 | Aladdin | Y104S | 6 | ea | DOME AND BASE STORAGE RACK |  |  | 0 | 0 | 0 |  | 0 | 0.00 | 0 | 0 |  | 0.0 |  | True | 0
562 |  |  | 0 |  | SpareNo | SpareNo |  | 0 | 0 | 0 |  | 0 | 0.00 | 0 | 0 |  | 0.0 |  | True | 0 | SpareNo
563 |  |  | 0 |  | SpareNo | SpareNo |  | 0 | 0 | 0 |  | 0 | 0.00 | 0 | 0 |  | 0.0 |  | True | 0 | SpareNo
564 |  |  | 0 |  | SpareNo | SpareNo |  | 0 | 0 | 0 |  | 0 | 0.00 | 0 | 0 |  | 0.0 |  | True | 0 | SpareNo
565-600 |  |  | 0 |  | SpareNo | SpareNo |  | 0 | 0 | 0 |  | 0 | 0.00 | 0 | 0 |  | 0.0 |  | True | 0 | SpareNo
|  |  | 0 |  |  | 24HR GRAB-N-GO AREA |  | 0 | 0 | 0 |  | 0 | 0.00 | 0 | 0 |  | 0.0 |  | True | 0
601 | Structural Concepts | B4732 | 3 | ea | REFRIGERATED GRAB AND GO CASE | Oasis® Self-Service Refrigerated Merchandiser, 47-3/4"W, high profile, open front, (4) non-lighted shelves, top light, Breeze-E (Type ll) with EnergyWise self-contained refrigeration system, Blue Fin coated coil, one piece formed ABS plastic tub, black interior, full end panels with mirror, cETLus, ETL-Sanitation |  | 16002 | 48006 | 22860 | 30 | 16002 | 900.00 | 0 | 0 | 150 | 0.0 |  | True | 1
602 | True Mfg. – Specialty Display | GDM-23F-HST-HC~TSL01 | 1 | ea | REACH-IN FREEZER | Freezer Merchandiser with Health Safety Timer, one-section, True standard look version 01, -10°F, (4) shelves, (1) triple-pane thermal glass hinged door, LED interior lights, powder coated steel exterior, white interior with stainless steel floor, R290 Hydrocarbon refrigerant, 1 HP, 115v/60/1-ph, 9.3 amps, NEMA 5-15P, cULus, UL EPH Classified, Made in USA |  | 24255 | 24255 | 24255 |  | 24255 | 350.00 | 0 | 0 | 150 | 53.00000 |  | True | 1
603 | True Mfg. – Specialty Display | GDM-23-HST-HC~TSL01 | 2 | ea | REACH-IN REFRIGERATOR | Refrigerated Merchandiser with Health Safety Timer, one-section, True standard look version 01, (4) shelves, (1) Low-E thermal glass hinged door, LED interior lights, powder coated steel exterior, white aluminum interior with stainless steel floor, R290 Hydrocarbon refrigerant, 1/3 HP, 115v/60/1-ph, 5.4 amps, NEMA 5-15P, cULus, UL EPH Classified, Made in USA |  | 12686 | 25372 | 12686 |  | 12686 | 305.00 | 0 | 0 | 150 | 53.00000 |  | True | 1
604 | Structural Concepts | B4732D | 3 | ea | AMBIENT GRAB AND GO CASE |  |  | 0 | 0 | 0 | 30 | 0 | 0.00 | 0 | 0 |  | 0.0 |  | True | 0
605 |  |  | 0 |  | SpareNo | SpareNo |  | 0 | 0 | 0 |  | 0 | 0.00 | 0 | 0 |  | 0.0 |  | True | 0 | SpareNo
606 | GC |  | 1 | ea | GRAB-N-GO COUNTER | MILLWORK BY GENERAL CONTRACTOR |  | 0 | 0 | 0 |  | 0 | 0.00 | 0 | 0 |  | 0.0 |  | True | 0
607 | OS&E | POS SYSTEM | 2 | ea | SELF PAY POS SYSTEM | BY OS&E |  | 0 | 0 | 0 |  | 0 | 0.00 | 0 | 0 |  | 0.0 |  | True | 0
608 | OS&E | POS SYSTEM | 1 | ea | CONDIMENT DISPENSER | BY OS&E |  | 0 | 0 | 0 |  | 0 | 0.00 | 0 | 0 |  | 0.0 |  | True | 0
609 |  |  | 0 |  | SpareNo | SpareNo |  | 0 | 0 | 0 |  | 0 | 0.00 | 0 | 0 |  | 0.0 |  | True | 0 | SpareNo
610 |  |  | 0 |  | SpareNo | SpareNo |  | 0 | 0 | 0 |  | 0 | 0.00 | 0 | 0 |  | 0.0 |  | True | 0 | SpareNo
611 | ACP | RMS10TSA | 2 | ea | Microwave Oven | Amana® Commercial Microwave Oven, 0.8 cu. ft. capacity, 1000 watts, low volume, 4-stage cooking, (5) power levels, touchpad controls, (20) memory settings, 30-minute max cooking time, interlock safety switch, audible end of cycle signal, LED display, side hinged door with tempered glass, LED lighted interior, stainless steel interior & exterior, 120v/60/1-ph, 13.0 amps, 15 MCA, 1500 watts (total), cord, NEMA 5-15P, cETLus, ETL-Sanitation |  | 520 | 1040 | 1040 | 50 | 520 | 37.00 | 0 | 0 | ups | 0.0 |  | True | 1
612 |  |  | 0 |  | SpareNo | SpareNo |  | 0 | 0 | 0 |  | 0 | 0.00 | 0 | 0 |  | 0.0 |  | True | 0 | SpareNo
613 |  |  | 0 |  | SpareNo | SpareNo |  | 0 | 0 | 0 |  | 0 | 0.00 | 0 | 0 |  | 0.0 |  | True | 0 | SpareNo
614 |  |  | 0 |  | SpareNo | SpareNo |  | 0 | 0 | 0 |  | 0 | 0.00 | 0 | 0 |  | 0.0 |  | True | 0 | SpareNo
615-650 |  |  | 0 |  | SpareNo | SpareNo |  | 0 | 0 | 0 |  | 0 | 0.00 | 0 | 0 |  | 0.0 |  | True | 0 | SpareNo
|  |  | 0 |  |  | PHYSICIANS DINING AREA |  | 0 | 0 | 0 |  | 0 | 0.00 | 0 | 0 |  | 0.0 |  | True | 0
651 | GC |  | 1 | ea | BEVERAGE COUNTER | MILLWORK BY GENERAL CONTRACTOR |  | 0 | 0 | 0 |  | 0 | 0.00 | 0 | 0 |  | 0.0 |  | True | 0
652 | Scotsman | HID312-A | 1 | ea | Ice & Water Dispenser | Meridian™ Ice & Water Dispenser, Touchfree® infrared dispensing, H2 Nugget Ice, air-cooled, production capacity up to 260 lb/24 hours at 70°/50° (225 lb AHRI certified at 90°/70°), 12 lb bin storage capacity, sealed maintenance-free bearings, removable bin, removable air filter, SmoothStream™ water dispensing, removable spouts and sink, enlarged 0.8" sink drain, recessed utility chase, stainless steel evaporator and auger, enlarged 11" dispensing area, USB software upgrade port, unit specific QR code, stainless steel exterior, AgION™ antimicrobial protection, R-134a refrigerant, includes 7.5’ power cord with NEMA 5-15P plug, 115V/60/1-ph, 7.0 amps, cULus, NSF, CE, engineered and assembled in USA |  | 0 | 0 | 3232 |  | 0 | 92.46 | 0 | 0 | 175 | 11.10100 |  | True | 1 | BY VENDOR
653 | BUNN | 36700.0059 | 1 | ea | ICED TEA BREWER | 36700.0059 TB3Q Iced Tea Brewer, 3-gallon capacity single brewer, 26.7 gallon/hour, quick disconnect, SplashGard® funnel, Quickbrew system(dispensers sold separately), 120v/60/1-ph, 1730w, 14.4amps, NEMA 5-15P, cord attached, UL, NSF |  | 0 | 0 | 1078 |  | 0 | 37.01 | 0 | 0 | 150 | 7.23200 |  | True | 1 | BY VENDOR
654 | BUNN | 37300.0079 | 1 | ea | JUICE BREWER | 37300.0079 JDF-4S Silver Series® 4-Flavor Cold Beverage System, push button, 18 lb. ice bank, 7" cup clearance, dispense 1.0 to 1.5 ounces per second flow rate, dispenses frozen and ambient products, LED lighted door graphics, single size portion control, door lock, includes: (8) variety pack displays, black finish, 120v/60/1-ph, 6 amps, 720 watts, NEMA 5-15P, cord attached, 20-100 psi, 3/8" male flare fitting, R-134A, NSF, ETL |  | 0 | 0 | 3232 |  | 0 | 92.46 | 0 | 0 | 175 | 11.10100 |  | True | 1 | BY VENDOR
655 |  |  | 0 |  | SpareNo | SpareNo |  | 0 | 0 | 0 |  | 0 | 0.00 | 0 | 0 |  | 0.0 |  | True | 0 | SpareNo
656 | BUNN | 20900.0008 | 1 | ea | COFFEE BREWER | 20900.0008 Dual® Coffee Brewer, Portable, mechanical thermostat, brews 16.3 gallons per hour capacity, black plastic funnel, 1 batch-size setting, electronic timer & grinder interface, upper hot water faucet, variable water bypass, includes (2) GPR servers (20950.0004), 4" black adjustable legs, stainless steel, 120/208v/60/1-ph, 5990 watts, 28.8 amps, 20-90 psi, 1/4" male NPT, UL, NSF |  | 0 | 0 | 3232 |  | 0 | 92.46 | 0 | 0 | 175 | 11.10100 |  | True | 1 | BY VENDOR
657 | True Mfg. - General Foodservice | TUC-48-HC | 1 | ea | Undercounter Refrigerator | Undercounter Refrigerator, 33 - 38°F, (2) stainless steel doors, (4) PVC coated adjustable wire shelves, stainless steel top & sides, aluminum interior with stainless steel floor, 5" castors, R290 Hydrocarbon refrigerant, 1/5 HP, 115v/60/1-ph, 3.0 amps, NEMA 5-15P, cULus, UL EPH Classified, CE, Made in USA | 0.00022755 | 6592 | 6592 | 13181 | 50 | 6590.5 | 260.00 | 0 | 0 | 150 | 47.00000 |  | True | 1
658 | True Mfg. - General Foodservice | STA1R-1G-HC | 1 | ea | REACH-IN REFRIGERATOR | SPEC SERIES® Refrigerator, reach-in, one-section, (1) glass door with lock, cam-lift hinges, digital temperature control, (3) chrome shelves, LED interior lights, stainless steel front & sides, aluminum interior sides & walls, stainless floor & ceiling, 5" castors, R290 Hydrocarbon refrigerant, 1/4 HP, 115v/60/1-ph, 3.8 amps, NEMA 5-15P, ENERGY STAR®, cULus, UL EPH Classified, Made in USA |  | 7171 | 7171 | 14342 | 50 | 7171 | 370.00 | 0 | 0 | 150 | 77.00000 |  | True | 1
659 |  |  | 0 |  | SpareNo | SpareNo |  | 0 | 0 | 0 |  | 0 | 0.00 | 0 | 0 |  | 0.0 |  | True | 0 | SpareNo
660-700 |  |  | 0 |  | SpareNo | SpareNo |  | 0 | 0 | 0 |  | 0 | 0.00 | 0 | 0 |  | 0.0 |  | True | 0 | SpareNo
|  |  | 0 |  |  | SERVERY AREA |  | 0 | 0 | 0 |  | 0 | 0.00 | 0 | 0 |  | 0.0 |  | True | 0
701 | GC |  | 1 | ea | TRAY/SILVERWARE COUNTER | MILLWORK BY GENERAL CONTRACTOR |  | 0 | 0 | 0 |  | 0 | 0.00 | 0 | 0 |  | 0.0 |  | True | 0
702 | Thermalrite | CUSTOM | 1 | ea | BEVERAGE COOLER |  |  | 0 | 0 | 0 |  | 0 | 0.00 | 0 | 0 |  | 0.0 |  | True | 0
703 | Custom Fabrication | STAINLESS STEEL | 1 | ea | FLOOR TROUGH AND GRATE |  |  | 0 | 0 | 0 |  | 0 | 0.00 | 0 | 0 |  | 0.0 |  | True | 0
704 | RDT | EVAPORATOR COIL | 1 | ea | EVAPORATOR COIL |  |  | 0 | 0 | 0 |  | 0 | 0.00 | 0 | 0 |  | 0.0 |  | True | 0
705 |  |  | 0 |  | SpareNo | SpareNo |  | 0 | 0 | 0 |  | 0 | 0.00 | 0 | 0 |  | 0.0 |  | True | 0 | SpareNo
706 | Metro | 1848NK3 | 3 | ea | COOLER STORAGE SHELVING | Super Erecta® Shelf, wire, 48"W x 18"D, plastic split sleeves are included in each carton, Metroseal 3™ epoxy-coated corrosion-resistant finish with Microban® antimicrobial protection, NSF | 0.047619 | 384.9982 | 1155 | 733.33 | 50 | 366.665 | 12.00 | 0 | 0 | 70 | 0.8 |  | True | 1
707 | Anthony | GFS 91611 | 1 | ea | DISPLAY COOLER SHELVING |  |  | 0 | 0 | 0 |  | 0 | 0.00 | 0 | 0 |  | 0.0 |  | True | 0
708 | Anthony | INFINITY-60 | 1 | ea | REACH-IN DOORS |  |  | 0 | 0 | 0 |  | 0 | 0.00 | 0 | 0 |  | 0.0 |  | True | 0
709 |  |  | 0 |  | SpareNo | SpareNo |  | 0 | 0 | 0 |  | 0 | 0.00 | 0 | 0 |  | 0.0 |  | True | 0 | SpareNo
710 |  |  | 0 |  | SpareNo | SpareNo |  | 0 | 0 | 0 |  | 0 | 0.00 | 0 | 0 |  | 0.0 |  | True | 0 | SpareNo
711 | Custom Fabrication | STAINLESS STEEL | 1 | ea | BACK COUNTER WITH SINK |  |  | 0 | 0 | 0 |  | 0 | 0.00 | 0 | 0 |  | 0.0 |  | True | 0
712 | Advance Tabco | 7-PS-42 | 1 | ea | DROP-IN HAND SINK | Recessed Hand Sink, 14"W x 10"D x 5" deep sink bowl, includes: 4" OC deck mounted gooseneck faucet with aerator, soap & paper towel dispensers, 4"H side splashes, 304 stainless steel, NSF (countertop opening not to exceed 17-1/4" (front to back) x 17-3/8" (left to right)) |  | 1453.5 | 1453.5 | 2907 | 50 | 1453.5 | 33.00 | 0 | 0 | 100 | 2.00000 |  | True | 1
713 | Custom Fabrication | STAINLESS STEEL | 1 | ea | TRASH CHUTE |  |  | 0 | 0 | 0 |  | 0 | 0.00 | 0 | 0 |  | 0.0 |  | True | 0
714 | Rubbermaid | FG354060GRAY | 1 | ea | TRASH RECEPTACLE | Slim Jim® Container, 23 gallon, 22"W x 11"D x 30"H, with venting channels, molded-in handles, general purpose waste, open type without lid, high-impact plastic construction, gray, Made in USA |  | 47.13 | 47.13 | 94.26 | 50 | 47.13 | 8.24 | 0 | 0 | 150 | 0.0 |  | True | 4
715 |  |  | 0 |  | SpareNo | SpareNo |  | 0 | 0 | 0 |  | 0 | 0.00 | 0 | 0 |  | 0.0 |  | True | 0 | SpareNo
716 | Custom Fabrication | STAINLESS STEEL | 1 | ea | DOUBLE WALL SHELF |  |  | 0 | 0 | 0 |  | 0 | 0.00 | 0 | 0 |  | 0.0 |  | True | 0
717 | Ansul | R-102 | 1 | ea | FIRE SUPPRESSION SYSTEM |  | 0.047671 | 9188 | 9188 | 8750 |  | 8750 | 0.00 | 0 | 0 |  | 0.0 |  | True | 0
718 | Gaylord | ELXC-BB | 1 | ea | EXHAUST HOOD |  |  | 0 | 0 | 20300 | =Net= | 0 | 0.00 | 0 | 0 |  | 0.0 |  | True | 0
719 |  |  | 0 |  | SpareNo | SpareNo |  | 0 | 0 | 0 |  | 0 | 0.00 | 0 | 0 |  | 0.0 |  | True | 0 | SpareNo
720 |  |  | 0 |  | SpareNo | SpareNo |  | 0 | 0 | 0 |  | 0 | 0.00 | 0 | 0 |  | 0.0 |  | True | 0 | SpareNo
721 | Imperial | IHR-GT36-M | 1 | ea | MODULAR GRIDDLE | Spec Series Heavy Duty Range, gas, 36"W, modular, griddle, 1" thick plate, 4"W grease gutter with 1 gallon can capacity, thermostatic controls, stainless steel front, sides, 5"D landing ledge &, backguard, 90,000 BTU, 26kW, cETLus, NSF |  | 5925.5 | 5925.5 | 11851 | 50 | 5925.5 | 415.00 | 0 | 0 | 92.5 | 0.0 |  | True | 1
722 | Imperial | IHR-XX-SC-72 | 1 | ea | REFRIGERATED EQUIPMENT STAND | Spec Series Sizzle 'N Chill System, 72", (4) drawers, (8) pan capacity, digital thermostat, self-contained, includes drawer dividers, stainless steel front, drawer fronts, sides, guides & bearings, casters, 120v/60/1-ph, 1/5 HP, 6' cord & plug, 3.0 amps, cETLus, ETL-Sanitation |  | 12235.5 | 12235.5 | 24471 | 50 | 12235.5 | 550.00 | 0 | 0 | 92.5 | 0.0 |  | True | 1
723 | Imperial | IHR-RB-M | 1 | ea | MODULAR CHARBROILER | Spec Series Heavy Duty Range, gas, 36"W, modular, charbroiler, cast iron radiants, slanted cast iron top grates, front grease gutter, removable crumb tray & drip pan, stainless steel front, sides, 7"D landing ledge & stub back, 90,000 BTU, 26kW, cETLus, NSF |  | 5363 | 5363 | 10726 | 50 | 5363 | 825.00 | 0 | 0 | 92.5 | 0.0 |  | True | 1
724 | Imperial | IFSCB-250T | 1 | ea | FRYER BATTERY | Fryer, gas, floor model, (2) battery, 50lb. capacity each, built-in filter system, 5.5 GPM roller pump, electronic thermostat, drain station, cabinet, includes: food warmer, dump pan, joiner strips & filter start kit, stainless steel frypot, front, sides, landing ledge, & cabinet, casters, 120v/60/1-ph, 6.8 amps, 1/3 HP, 280,000 BTU, CSA Flame, CSA Star, NSF, CE |  | 17915 | 17915 | 35830 | 50 | 17915 | 686.00 | 0 | 0 | 92.5 | 0.0 |  | True | 1
725 |  |  | 0 |  | SpareNo | SpareNo |  | 0 | 0 | 0 |  | 0 | 0.00 | 0 | 0 |  | 0.0 |  | True | 0 | SpareNo
726 | Custom Fabrication | STAINLESS STEEL | 1 | ea | BACK COUNTER |  |  | 0 | 0 | 0 |  | 0 | 0.00 | 0 | 0 |  | 0.0 |  | True | 0
727 | Custom Fabrication | STAINLESS STEEL | 1 | ea | DOUBLE WALL SHELF |  |  | 0 | 0 | 0 |  | 0 | 0.00 | 0 | 0 |  | 0.0 |  | True | 0
728 | Advance Tabco | 7-PS-42 | 1 | ea | DROP-IN HAND SINK | Recessed Hand Sink, 14"W x 10"D x 5" deep sink bowl, includes: 4" OC deck mounted gooseneck faucet with aerator, soap & paper towel dispensers, 4"H side splashes, 304 stainless steel, NSF (countertop opening not to exceed 17-1/4" (front to back) x 17-3/8" (left to right)) |  | 1453.5 | 1453.5 | 2907 | 50 | 1453.5 | 33.00 | 0 | 0 | 100 | 2.00000 |  | True | 1
729 |  |  | 0 |  | SpareNo | SpareNo |  | 0 | 0 | 0 |  | 0 | 0.00 | 0 | 0 |  | 0.0 |  | True | 0 | SpareNo
730 |  |  | 0 |  | SpareNo | SpareNo |  | 0 | 0 | 0 |  | 0 | 0.00 | 0 | 0 |  | 0.0 |  | True | 0 | SpareNo
731 | Custom Fabrication | STAINLESS STEEL | 1 | ea | TRASH CHUTE |  |  | 0 | 0 | 0 |  | 0 | 0.00 | 0 | 0 |  | 0.0 |  | True | 0
732 | Rubbermaid | FG354060GRAY | 1 | ea | TRASH RECEPTACLE | Slim Jim® Container, 23 gallon, 22"W x 11"D x 30"H, with venting channels, molded-in handles, general purpose waste, open type without lid, high-impact plastic construction, gray, Made in USA |  | 47.13 | 47.13 | 94.26 | 50 | 47.13 | 8.24 | 0 | 0 | 150 | 0.0 |  | True | 4
733 | True Mfg. - General Foodservice | STA2R-2G-HC | 1 | ea | REACH-IN REFRIGERATOR | SPEC SERIES® Refrigerator, reach-in, two-section, (2) glass doors with locks, cam-lift hinges, digital temperature control, (6) chrome shelves, LED interior lights, stainless steel front & sides, aluminum interior sides & walls, stainless floor & ceiling, 5" castors, R290 Hydrocarbon refrigerant, 1/2 HP, 115v/60/1-ph, 5.9 amps, NEMA 5-15P, cULus, UL EPH Classified, Made in USA, ENERGY STAR® |  | 9866.5 | 9866.5 | 19733 | 50 | 9866.5 | 650.00 | 0 | 0 | 150 | 130.00000 |  | True | 1
734 |  |  | 0 |  | SpareNo | SpareNo |  | 0 | 0 | 0 |  | 0 | 0.00 | 0 | 0 |  | 0.0 |  | True | 0 | SpareNo
735 |  |  | 0 |  | SpareNo | SpareNo |  | 0 | 0 | 0 |  | 0 | 0.00 | 0 | 0 |  | 0.0 |  | True | 0 | SpareNo
736 | Custom Fabrication | STAINLESS STEEL | 1 | ea | GRILL SERVING COUNTER |  |  | 0 | 0 | 0 |  | 0 | 0.00 | 0 | 0 |  | 0.0 |  | True | 0
737 | Custom Fabrication | STAINLESS STEEL | 1 | ea | LOAD CENTER |  |  | 0 | 0 | 0 |  | 0 | 0.00 | 0 | 0 |  | 0.0 |  | True | 0
738 | Custom Fabrication | STAINLESS STEEL | 1 | ea | BUTCHER BLOCK TOP |  |  | 0 | 0 | 0 |  | 0 | 0.00 | 0 | 0 |  | 0.0 |  | True | 0
739 |  |  | 0 |  | SpareNo | SpareNo |  | 0 | 0 | 0 |  | 0 | 0.00 | 0 | 0 |  | 0.0 |  | True | 0 | SpareNo
740 |  |  | 0 |  | SpareNo | SpareNo |  | 0 | 0 | 0 |  | 0 | 0.00 | 0 | 0 |  | 0.0 |  | True | 0 | SpareNo
741 | BSI | ZG9930 | 1 | ea | SNEEZE GUARD | ZGuard® Food Shield, single, self-service, fully adjustable, 20-1/2" height, 14" wide tempered glass top & lower sneeze guard, 1" diameter tubing double supports, cULus (Contact factory for price) |  | 0 | 0 | 0 |  | 0 | 0.00 | 0 | 0 |  | 0.0 |  | True | 1
742 | Hatco | GRNM-48 | 1 | ea | FOOD WARMER | Glo-Ray® Narrow Max Infrared Strip Heater, 48" L, tubular metal heater rod, single heater rod housing, stainless steel housing with angle mounting bracket, 1300 watts, cULus, UL EPH Classified, Made in USA |  | 370 | 370 | 740 | 50 | 370 | 13.00 | 0 | 0 | 100 | 0.0 |  | True | 1
743 | Wells | MOD-400TDM/AF | 1 | ea | HOT FOOD WELL | Food Warmer, top-mount, built-in, electric, auto-fill, (4) 12" x 20" openings with manifold drains with one valve, wet/dry operation, double control panel, thermostatic control, stainless steel interior, insulated aluminum steel housing, cULus |  | 3116 | 3116 | 6232 | 50 | 3116 | 112.00 | 0 | 0 | 85 | 13.56000 |  | True | 1
744 | BSI | ZG9930 | 1 | ea | SNEEZE GUARD | ZGuard® Food Shield, single, self-service, fully adjustable, 20-1/2" height, 14" wide tempered glass top & lower sneeze guard, 1" diameter tubing double supports, cULus (Contact factory for price) |  | 0 | 0 | 0 |  | 0 | 0.00 | 0 | 0 |  | 0.0 |  | True | 1
745 |  |  | 0 |  | SpareNo | SpareNo |  | 0 | 0 | 0 |  | 0 | 0.00 | 0 | 0 |  | 0.0 |  | True | 0 | SpareNo
746 | Hatco | GRNM-48 | 1 | ea | FOOD WARMER | Glo-Ray® Narrow Max Infrared Strip Heater, 48" L, tubular metal heater rod, single heater rod housing, stainless steel housing with angle mounting bracket, 1300 watts, cULus, UL EPH Classified, Made in USA |  | 370 | 370 | 740 | 50 | 370 | 13.00 | 0 | 0 | 100 | 0.0 |  | True | 1
747 | Wells | MOD-200TDM/AF | 1 | ea | HOT FOOD WELL | Food Warmer, top-mount, built-in, electric, auto-fill, (2) 12" x 20" openings with manifold drains with one valve, wet/dry operation, thermostatic control, stainless steel interior, insulated aluminum steel housing, cULus |  | 1853.5 | 1853.5 | 3707 | 50 | 1853.5 | 65.00 | 0 | 0 | 85 | 7.89000 |  | True | 1
748 | BSI | ZG9930 | 1 | ea | SNEEZE GUARD | ZGuard® Food Shield, single, self-service, fully adjustable, 20-1/2" height, 14" wide tempered glass top & lower sneeze guard, 1" diameter tubing double supports, cULus (Contact factory for price) |  | 0 | 0 | 0 |  | 0 | 0.00 | 0 | 0 |  | 0.0 |  | True | 1
749 |  |  | 0 |  | SpareNo | SpareNo |  | 0 | 0 | 0 |  | 0 | 0.00 | 0 | 0 |  | 0.0 |  | True | 0 | SpareNo
750 |  |  | 0 |  | SpareNo | SpareNo |  | 0 | 0 | 0 |  | 0 | 0.00 | 0 | 0 |  | 0.0 |  | True | 0 | SpareNo
751 | Hatco | GRNM-18 | 1 | ea | FOOD WARMER | Glo-Ray® Narrow Max Infrared Strip Heater, 18" L, tubular metal heater rod, single heater rod housing, steel housing in a variety of colors with angle mounting bracket, 450 watts, cULus, UL EPH Classified, Made in USA | 0.0021256 | 254.04 | 254.04 | 507 | 50 | 253.5 | 7.00 | 0 | 0 | 100 | 0.0 |  | True | 1
752 | Custom Fabrication | STAINLESS STEEL | 1 | ea | UNDER COUNTER REFIGERATOR WITH DOORS AND NSF#7 RAIL |  |  | 0 | 0 | 0 |  | 0 | 0.00 | 0 | 0 |  | 0.0 |  | True | 0
753 | BSI | ZG9930 | 1 | ea | SNEEZE GUARD | ZGuard® Food Shield, single, self-service, fully adjustable, 20-1/2" height, 14" wide tempered glass top & lower sneeze guard, 1" diameter tubing double supports, cULus (Contact factory for price) |  | 0 | 0 | 0 |  | 0 | 0.00 | 0 | 0 |  | 0.0 |  | True | 1
754 | OS&e | OS&E | 1 | ea | POS SYSTEM | BY OS&E |  | 0 | 0 | 0 |  | 0 | 0.00 | 0 | 0 |  | 0.0 |  | True | 0
755 |  |  | 0 |  | SpareNo | SpareNo |  | 0 | 0 | 0 |  | 0 | 0.00 | 0 | 0 |  | 0.0 |  | True | 0 | SpareNo
756 |  |  | 0 |  | SpareNo | SpareNo |  | 0 | 0 | 0 |  | 0 | 0.00 | 0 | 0 |  | 0.0 |  | True | 0 | SpareNo
757 |  |  | 0 |  | SpareNo | SpareNo |  | 0 | 0 | 0 |  | 0 | 0.00 | 0 | 0 |  | 0.0 |  | True | 0 | SpareNo
758 |  |  | 0 |  | SpareNo | SpareNo |  | 0 | 0 | 0 |  | 0 | 0.00 | 0 | 0 |  | 0.0 |  | True | 0 | SpareNo
759 |  |  | 0 |  | SpareNo | SpareNo |  | 0 | 0 | 0 |  | 0 | 0.00 | 0 | 0 |  | 0.0 |  | True | 0 | SpareNo
760-765 |  |  | 0 |  | SpareNo | SpareNo |  | 0 | 0 | 0 |  | 0 | 0.00 | 0 | 0 |  | 0.0 |  | True | 0 | SpareNo
766 | True Mfg. - General Foodservice | TPP-AT-60-HC~SPEC3 | 1 | ea | PIZZA PREP TABLE | SPEC SERIES® Pizza Prep, SPEC Package 3 includes: stainless steel cover, 33 - 41°F pan rail, 19-1/2"D cutting board, (2) full doors with locks, (4) PVC coated adjustable wire shelves, includes: (8) 1/3 size clear polycarbonate insert pans (top), stainless steel front, sides & back, stainless steel liner & stainless steel floor with coved corners, front breathing, R290 Hydrocarbon refrigerant, 1/4 HP, 115v/60/1-ph, 3.9 amps, NEMA 5-15P, UL EPH Classified, cULus, CE, Made in USA |  | 10045.5 | 10045.5 | 20091 | 50 | 10045.5 | 410.00 | 0 | 0 | 150 | 68.00000 |  | True | 1
767 | Wood Stone | WS-MS-6-RFG | 1 | ea | PIZZA OVEN | Mt. Baker Stone Hearth Oven, radiant gas flame in dome, 62" diameter hearth, (22) 8", (13) 10", (10) 12" or (8) 16" pizza capacity, monolithic cast-ceramic floor and dome create "deep heat sink", angle iron stand, 10" OD flue collar, 105,000 BTU, cETLus, ETL-Sanitation |  | 0 | 0 | 0 |  | 0 | 4600.00 | 0 | 0 | 85 | 0.0 |  | True | 1
768 | Wood Stone | SG-BDL-O-WS-47-C | 1 | ea | EXHAUST HOOD | Hood for Mt. Baker & Mt. Adams oven, Curved Face, pre-piped for Ansul, requires 685 CFM, 0.8" S.P. (ALL HOODS ARE pre-piped for Ansul; includes duct and plenum nozzles, fusible link holder with 450 degree fusible link, ready for connection to Customer supplied Ansul 102 system (NOTE: ANSUL SYSTEM BY OTHERS)), 430 stainless steel finish, Type 1 Hood, ETL Listed to UL 710 |  | 0 | 0 | 0 |  | 0 | 250.00 | 0 | 0 | 175 | 0.0 |  | True | 1
769 |  |  | 0 |  | SpareNo | SpareNo |  | 0 | 0 | 0 |  | 0 | 0.00 | 0 | 0 |  | 0.0 |  | True | 0 | SpareNo
770 | Custom Fabrication | STAINLESS STEEL | 1 | ea | BACK COUNTER |  |  | 0 | 0 | 0 |  | 0 | 0.00 | 0 | 0 |  | 0.0 |  | True | 0
771 | Custom Fabrication | STAINLESS STEEL | 1 | ea | DOUBLE WALL SHELF |  |  | 0 | 0 | 0 |  | 0 | 0.00 | 0 | 0 |  | 0.0 |  | True | 0
772 | True Mfg. - General Foodservice | TUC-48-HC | 1 | ea | Undercounter Refrigerator | Undercounter Refrigerator, 33 - 38°F, (2) stainless steel doors, (4) PVC coated adjustable wire shelves, stainless steel top & sides, aluminum interior with stainless steel floor, 5" castors, R290 Hydrocarbon refrigerant, 1/5 HP, 115v/60/1-ph, 3.0 amps, NEMA 5-15P, cULus, UL EPH Classified, CE, Made in USA | 0.00022755 | 6592 | 6592 | 13181 | 50 | 6590.5 | 260.00 | 0 | 0 | 150 | 47.00000 |  | True | 1
773 | Custom Fabrication | STAINLESS STEEL | 1 | ea | RECESSED CUTTING BOARD |  |  | 0 | 0 | 0 |  | 0 | 0.00 | 0 | 0 |  | 0.0 |  | True | 0
774 |  |  | 0 |  | SpareNo | SpareNo |  | 0 | 0 | 0 |  | 0 | 0.00 | 0 | 0 |  | 0.0 |  | True | 0 | SpareNo
775 |  |  | 0 |  | SpareNo | SpareNo |  | 0 | 0 | 0 |  | 0 | 0.00 | 0 | 0 |  | 0.0 |  | True | 0 | SpareNo
776 | Custom Fabrication | STAINLESS STEEL | 1 | ea | PIZZA SERVING COUNTER |  |  | 0 | 0 | 0 |  | 0 | 0.00 | 0 | 0 |  | 0.0 |  | True | 0
777 | Custom Fabrication | STAINLESS STEEL | 1 | ea | LOAD CENTER |  |  | 0 | 0 | 0 |  | 0 | 0.00 | 0 | 0 |  | 0.0 |  | True | 0
778 | Custom Fabrication | STAINLESS STEEL | 1 | ea | UNDER COUNTER REFIGERATOR WITH DRAWERS |  |  | 0 | 0 | 0 |  | 0 | 0.00 | 0 | 0 |  | 0.0 |  | True | 0
779 |  |  | 0 |  | SpareNo | SpareNo |  | 0 | 0 | 0 |  | 0 | 0.00 | 0 | 0 |  | 0.0 |  | True | 0 | SpareNo
780 |  |  | 0 |  | SpareNo | SpareNo |  | 0 | 0 | 0 |  | 0 | 0.00 | 0 | 0 |  | 0.0 |  | True | 0 | SpareNo
781 | Custom Fabrication | STAINLESS STEEL | 1 | ea | RECESSED CUTTING BOARD |  |  | 0 | 0 | 0 |  | 0 | 0.00 | 0 | 0 |  | 0.0 |  | True | 0
782 | Hatco | GRSBF-42-S | 1 | ea | DROP-IN HEATED DECK | Glo-Ray® Built In Heated Shelf with Flush Top, 43-1/2" x 25-1/2" surface area, hardcoat aluminum top, control thermostat, illuminated on/off switch & mounting bracket, 1100 watts, NSF, CE, cUL, UL, UL EPH Classified, CSA |  | 1293 | 1293 | 2586 | 50 | 1293 | 40.00 | 0 | 0 | 100 | 0.0 |  | True | 1
783 | BSI | ZG9930 | 1 | ea | SNEEZE GUARD | ZGuard® Food Shield, single, self-service, fully adjustable, 20-1/2" height, 14" wide tempered glass top & lower sneeze guard, 1" diameter tubing double supports, cULus (Contact factory for price) |  | 0 | 0 | 0 |  | 0 | 0.00 | 0 | 0 |  | 0.0 |  | True | 1
784 | Hatco | GRAML-42D3 | 1 | ea | FOOD WARMER | Glo-Ray® Infrared Strip Heater, 42" W, maximum wattage with lights, tubular metal heater rod, double heater rod housing 3" spacing, aluminum construction, includes remote control enclosure & angle brackets, 2530 watts, cULus, Made in USA |  | 778 | 778 | 1556 | 50 | 778 | 29.00 | 0 | 0 | 100 | 0.0 |  | True | 1
785 |  |  | 0 |  | SpareNo | SpareNo |  | 0 | 0 | 0 |  | 0 | 0.00 | 0 | 0 |  | 0.0 |  | True | 0 | SpareNo
786 | Custom Fabrication | STAINLESS STEEL | 1 | ea | UNDER COUNTER REFIGERATOR WITH DRAWERS |  |  | 0 | 0 | 0 |  | 0 | 0.00 | 0 | 0 |  | 0.0 |  | True | 0
787 | Custom Fabrication | STAINLESS STEEL | 1 | ea | RECESSED CUTTING BOARD |  |  | 0 | 0 | 0 |  | 0 | 0.00 | 0 | 0 |  | 0.0 |  | True | 0
788 | Hatco | GRSBF-42-S | 1 | ea | DROP-IN HEATED DECK | Glo-Ray® Built In Heated Shelf with Flush Top, 43-1/2" x 25-1/2" surface area, hardcoat aluminum top, control thermostat, illuminated on/off switch & mounting bracket, 1100 watts, NSF, CE, cUL, UL, UL EPH Classified, CSA |  | 1293 | 1293 | 2586 | 50 | 1293 | 40.00 | 0 | 0 | 100 | 0.0 |  | True | 1
789 |  |  | 0 |  | SpareNo | SpareNo |  | 0 | 0 | 0 |  | 0 | 0.00 | 0 | 0 |  | 0.0 |  | True | 0 | SpareNo
790 |  |  | 0 |  | SpareNo | SpareNo |  | 0 | 0 | 0 |  | 0 | 0.00 | 0 | 0 |  | 0.0 |  | True | 0 | SpareNo
791 | BSI | ZG9930 | 1 | ea | SNEEZE GUARD | ZGuard® Food Shield, single, self-service, fully adjustable, 20-1/2" height, 14" wide tempered glass top & lower sneeze guard, 1" diameter tubing double supports, cULus (Contact factory for price) |  | 0 | 0 | 0 |  | 0 | 0.00 | 0 | 0 |  | 0.0 |  | True | 1
792 | Hatco | GRAML-42D3 | 1 | ea | FOOD WARMER | Glo-Ray® Infrared Strip Heater, 42" W, maximum wattage with lights, tubular metal heater rod, double heater rod housing 3" spacing, aluminum construction, includes remote control enclosure & angle brackets, 2530 watts, cULus, Made in USA |  | 778 | 778 | 1556 | 50 | 778 | 29.00 | 0 | 0 | 100 | 0.0 |  | True | 1
793 |  |  | 0 |  | SpareNo | SpareNo |  | 0 | 0 | 0 |  | 0 | 0.00 | 0 | 0 |  | 0.0 |  | True | 0 | SpareNo
794 |  |  | 0 |  | SpareNo | SpareNo |  | 0 | 0 | 0 |  | 0 | 0.00 | 0 | 0 |  | 0.0 |  | True | 0 | SpareNo
795-800 |  |  | 0 |  | SpareNo | SpareNo |  | 0 | 0 | 0 |  | 0 | 0.00 | 0 | 0 |  | 0.0 |  | True | 0 | SpareNo
801 | True Mfg. - General Foodservice | STA1R-1G-HC | 1 | ea | REACH-IN REFRIGERATOR | SPEC SERIES® Refrigerator, reach-in, one-section, (1) glass door with lock, cam-lift hinges, digital temperature control, (3) chrome shelves, LED interior lights, stainless steel front & sides, aluminum interior sides & walls, stainless floor & ceiling, 5" castors, R290 Hydrocarbon refrigerant, 1/4 HP, 115v/60/1-ph, 3.8 amps, NEMA 5-15P, ENERGY STAR®, cULus, UL EPH Classified, Made in USA |  | 7171 | 7171 | 14342 | 50 | 7171 | 370.00 | 0 | 0 | 150 | 77.00000 |  | True | 1
802 | Custom Fabrication | STAINLESS STEEL | 1 | ea | BACK COUNTER WITH SINK |  |  | 0 | 0 | 0 |  | 0 | 0.00 | 0 | 0 |  | 0.0 |  | True | 0
803 | Custom Fabrication | STAINLESS STEEL | 1 | ea | TRASH CHUTE |  |  | 0 | 0 | 0 |  | 0 | 0.00 | 0 | 0 |  | 0.0 |  | True | 0
804 | Rubbermaid | FG354060GRAY | 1 | ea | TRASH RECEPTACLE | Slim Jim® Container, 23 gallon, 22"W x 11"D x 30"H, with venting channels, molded-in handles, general purpose waste, open type without lid, high-impact plastic construction, gray, Made in USA |  | 47.13 | 47.13 | 94.26 | 50 | 47.13 | 8.24 | 0 | 0 | 150 | 0.0 |  | True | 4
805 |  |  | 0 |  | SpareNo | SpareNo |  | 0 | 0 | 0 |  | 0 | 0.00 | 0 | 0 |  | 0.0 |  | True | 0 | SpareNo
806 | True Mfg. - General Foodservice | TUC-48-HC | 1 | ea | Undercounter Refrigerator | Undercounter Refrigerator, 33 - 38°F, (2) stainless steel doors, (4) PVC coated adjustable wire shelves, stainless steel top & sides, aluminum interior with stainless steel floor, 5" castors, R290 Hydrocarbon refrigerant, 1/5 HP, 115v/60/1-ph, 3.0 amps, NEMA 5-15P, cULus, UL EPH Classified, CE, Made in USA | 0.00022755 | 6592 | 6592 | 13181 | 50 | 6590.5 | 260.00 | 0 | 0 | 150 | 47.00000 |  | True | 1
807 | True Mfg. - General Foodservice | TUC-48-HC | 1 | ea | Undercounter Refrigerator | Undercounter Refrigerator, 33 - 38°F, (2) stainless steel doors, (4) PVC coated adjustable wire shelves, stainless steel top & sides, aluminum interior with stainless steel floor, 5" castors, R290 Hydrocarbon refrigerant, 1/5 HP, 115v/60/1-ph, 3.0 amps, NEMA 5-15P, cULus, UL EPH Classified, CE, Made in USA | 0.00022755 | 6592 | 6592 | 13181 | 50 | 6590.5 | 260.00 | 0 | 0 | 150 | 47.00000 |  | True | 1
808 | Custom Fabrication | STAINLESS STEEL | 1 | ea | TRASH CHUTE |  |  | 0 | 0 | 0 |  | 0 | 0.00 | 0 | 0 |  | 0.0 |  | True | 0
809 |  |  | 0 |  | SpareNo | SpareNo |  | 0 | 0 | 0 |  | 0 | 0.00 | 0 | 0 |  | 0.0 |  | True | 0 | SpareNo
810 |  |  | 0 |  | SpareNo | SpareNo |  | 0 | 0 | 0 |  | 0 | 0.00 | 0 | 0 |  | 0.0 |  | True | 0 | SpareNo
811 | Rubbermaid | FG354060GRAY | 1 | ea | TRASH RECEPTACLE | Slim Jim® Container, 23 gallon, 22"W x 11"D x 30"H, with venting channels, molded-in handles, general purpose waste, open type without lid, high-impact plastic construction, gray, Made in USA |  | 47.13 | 47.13 | 94.26 | 50 | 47.13 | 8.24 | 0 | 0 | 150 | 0.0 |  | True | 4
812 | Advance Tabco | 7-PS-42 | 1 | ea | DROP-IN HAND SINK | Recessed Hand Sink, 14"W x 10"D x 5" deep sink bowl, includes: 4" OC deck mounted gooseneck faucet with aerator, soap & paper towel dispensers, 4"H side splashes, 304 stainless steel, NSF (countertop opening not to exceed 17-1/4" (front to back) x 17-3/8" (left to right)) |  | 1453.5 | 1453.5 | 2907 | 50 | 1453.5 | 33.00 | 0 | 0 | 100 | 2.00000 |  | True | 1
813 | Custom Fabrication | STAINLESS STEEL | 1 | ea | DOUBLE WALL SHELF |  |  | 0 | 0 | 0 |  | 0 | 0.00 | 0 | 0 |  | 0.0 |  | True | 0
814 |  |  | 0 |  | SpareNo | SpareNo |  | 0 | 0 | 0 |  | 0 | 0.00 | 0 | 0 |  | 0.0 |  | True | 0 | SpareNo
815 |  |  | 0 |  | SpareNo | SpareNo |  | 0 | 0 | 0 |  | 0 | 0.00 | 0 | 0 |  | 0.0 |  | True | 0 | SpareNo
816 | Custom Fabrication | STAINLESS STEEL | 1 | ea | DELI SERVING COUNTER |  |  | 0 | 0 | 0 |  | 0 | 0.00 | 0 | 0 |  | 0.0 |  | True | 0
817 | Custom Fabrication | STAINLESS STEEL | 1 | ea | LOAD CENTER |  |  | 0 | 0 | 0 |  | 0 | 0.00 | 0 | 0 |  | 0.0 |  | True | 0
818 | Custom Fabrication | STAINLESS STEEL | 1 | ea | GLASS SURROUND |  |  | 0 | 0 | 0 |  | 0 | 0.00 | 0 | 0 |  | 0.0 |  | True | 0
819 |  |  | 0 |  | SpareNo | SpareNo |  | 0 | 0 | 0 |  | 0 | 0.00 | 0 | 0 |  | 0.0 |  | True | 0 | SpareNo
820 |  |  | 0 |  | SpareNo | SpareNo |  | 0 | 0 | 0 |  | 0 | 0.00 | 0 | 0 |  | 0.0 |  | True | 0 | SpareNo
821 | Custom Fabrication | STAINLESS STEEL | 1 | ea | RECESSED CUTTING BOARD |  |  | 0 | 0 | 0 |  | 0 | 0.00 | 0 | 0 |  | 0.0 |  | True | 0
822 | Custom Fabrication | STAINLESS STEEL | 1 | ea | UNDER COUNTER REFIGERATOR WITH DOORS AND NSF#7 RAIL |  |  | 0 | 0 | 0 |  | 0 | 0.00 | 0 | 0 |  | 0.0 |  | True | 0
823 | BSI | ZG9930 | 1 | ea | SNEEZE GUARD | ZGuard® Food Shield, single, self-service, fully adjustable, 20-1/2" height, 14" wide tempered glass top & lower sneeze guard, 1" diameter tubing double supports, cULus (Contact factory for price) |  | 0 | 0 | 0 |  | 0 | 0.00 | 0 | 0 |  | 0.0 |  | True | 1
824 | Custom Fabrication | STAINLESS STEEL | 1 | ea | UNDER COUNTER REFIGERATOR WITH DOORS AND NSF#7 RAIL |  |  | 0 | 0 | 0 |  | 0 | 0.00 | 0 | 0 |  | 0.0 |  | True | 0
825 |  |  | 0 |  | SpareNo | SpareNo |  | 0 | 0 | 0 |  | 0 | 0.00 | 0 | 0 |  | 0.0 |  | True | 0 | SpareNo
826 | BSI | ZG9930 | 1 | ea | SNEEZE GUARD | ZGuard® Food Shield, single, self-service, fully adjustable, 20-1/2" height, 14" wide tempered glass top & lower sneeze guard, 1" diameter tubing double supports, cULus (Contact factory for price) |  | 0 | 0 | 0 |  | 0 | 0.00 | 0 | 0 |  | 0.0 |  | True | 1
827 |  |  | 0 |  | SpareNo | SpareNo |  | 0 | 0 | 0 |  | 0 | 0.00 | 0 | 0 |  | 0.0 |  | True | 0 | SpareNo
828 |  |  | 0 |  | SpareNo | SpareNo |  | 0 | 0 | 0 |  | 0 | 0.00 | 0 | 0 |  | 0.0 |  | True | 0 | SpareNo
829 |  |  | 0 |  | SpareNo | SpareNo |  | 0 | 0 | 0 |  | 0 | 0.00 | 0 | 0 |  | 0.0 |  | True | 0 | SpareNo
830 |  |  | 0 |  | SpareNo | SpareNo |  | 0 | 0 | 0 |  | 0 | 0.00 | 0 | 0 |  | 0.0 |  | True | 0 | SpareNo
831 | Custom Fabrication | STAINLESS STEEL | 1 | ea | SALAD COUNTER |  |  | 0 | 0 | 0 |  | 0 | 0.00 | 0 | 0 |  | 0.0 |  | True | 0
832 | OS&E | CUSTOM | 5 | ea | SILVERWARE BIN |  |  | 0 | 0 | 0 |  | 0 | 0.00 | 0 | 0 |  | 0.0 |  | True | 0
833 | Wells | MOD-100TD/AF | 1 | ea | HOT FOOD WELL | Food Warmer, top-mount, drop-in, electric, auto-fill, (1) 12" x 20" pan opening with drain, wet/dry operation, thermostatic controls, 14" x 14" control panel, stainless steel interior, insulated aluminized steel housing, NSF, UL |  | 1792.5 | 1792.5 | 3585 | 50 | 1792.5 | 30.00 | 0 | 0 | 85 | 4.50000 |  | True | 1
834 | Wells | RCP-600 | 1 | ea | REFRIGERATED COLD PAN | Cold Food Well Unit, drop-in, self-contained refrigeration, (6) 12" x 20" pan capacity, on/off switch with individual thermostatic controls, insulated pan, 1" drain, stainless steel inner liner, top & flange, steel exterior body, R-404A refrigerant, 1/2 HP, 115v/60/1-ph, 6.4 amps, NEMA 5-15P, NSF, cULus |  | 9931.5 | 9931.5 | 19863 | 50 | 9931.5 | 290.00 | 0 | 0 | 85 | 43.50000 |  | True | 1
835 |  |  | 0 |  | SpareNo | SpareNo |  | 0 | 0 | 0 |  | 0 | 0.00 | 0 | 0 |  | 0.0 |  | True | 0 | SpareNo
836 | BSI | ZG9930 | 1 | ea | DOUBLE SIDED SNEEZE GUARD | ZGuard® Food Shield, single, self-service, fully adjustable, 20-1/2" height, 14" wide tempered glass top & lower sneeze guard, 1" diameter tubing double supports, cULus (Contact factory for price) |  | 0 | 0 | 0 |  | 0 | 0.00 | 0 | 0 |  | 0.0 |  | True | 1
837 | OS&E | CUSTOM | 5 | ea | SILVERWARE BIN |  |  | 0 | 0 | 0 |  | 0 | 0.00 | 0 | 0 |  | 0.0 |  | True | 0
838 |  |  | 0 |  | SpareNo | SpareNo |  | 0 | 0 | 0 |  | 0 | 0.00 | 0 | 0 |  | 0.0 |  | True | 0 | SpareNo
839 |  |  | 0 |  | SpareNo | SpareNo |  | 0 | 0 | 0 |  | 0 | 0.00 | 0 | 0 |  | 0.0 |  | True | 0 | SpareNo
840 |  |  | 0 |  | SpareNo | SpareNo |  | 0 | 0 | 0 |  | 0 | 0.00 | 0 | 0 |  | 0.0 |  | True | 0 | SpareNo
841 | Custom Fabrication | STAINLESS STEEL | 1 | ea | BACK COUNTER WITH SINK |  |  | 0 | 0 | 0 |  | 0 | 0.00 | 0 | 0 |  | 0.0 |  | True | 0
842 | Custom Fabrication | STAINLESS STEEL | 1 | ea | DOUBLE WALL SHELF |  |  | 0 | 0 | 0 |  | 0 | 0.00 | 0 | 0 |  | 0.0 |  | True | 0
843 | Advance Tabco | 7-PS-42 | 1 | ea | DROP-IN HAND SINK | Recessed Hand Sink, 14"W x 10"D x 5" deep sink bowl, includes: 4" OC deck mounted gooseneck faucet with aerator, soap & paper towel dispensers, 4"H side splashes, 304 stainless steel, NSF (countertop opening not to exceed 17-1/4" (front to back) x 17-3/8" (left to right)) |  | 1453.5 | 1453.5 | 2907 | 50 | 1453.5 | 33.00 | 0 | 0 | 100 | 2.00000 |  | True | 1
844 | Custom Fabrication | STAINLESS STEEL | 1 | ea | TRASH CHUTE |  |  | 0 | 0 | 0 |  | 0 | 0.00 | 0 | 0 |  | 0.0 |  | True | 0
845 |  |  | 0 |  | SpareNo | SpareNo |  | 0 | 0 | 0 |  | 0 | 0.00 | 0 | 0 |  | 0.0 |  | True | 0 | SpareNo
846 | Rubbermaid | FG354060GRAY | 1 | ea | TRASH RECEPTACLE | Slim Jim® Container, 23 gallon, 22"W x 11"D x 30"H, with venting channels, molded-in handles, general purpose waste, open type without lid, high-impact plastic construction, gray, Made in USA |  | 47.13 | 47.13 | 94.26 | 50 | 47.13 | 8.24 | 0 | 0 | 150 | 0.0 |  | True | 4
847 | True Mfg. - General Foodservice | TUC-48-HC | 1 | ea | Undercounter Refrigerator | Undercounter Refrigerator, 33 - 38°F, (2) stainless steel doors, (4) PVC coated adjustable wire shelves, stainless steel top & sides, aluminum interior with stainless steel floor, 5" castors, R290 Hydrocarbon refrigerant, 1/5 HP, 115v/60/1-ph, 3.0 amps, NEMA 5-15P, cULus, UL EPH Classified, CE, Made in USA | 0.00022755 | 6592 | 6592 | 13181 | 50 | 6590.5 | 260.00 | 0 | 0 | 150 | 47.00000 |  | True | 1
848 | True Mfg. - General Foodservice | TUC-48-HC | 1 | ea | Undercounter Refrigerator | Undercounter Refrigerator, 33 - 38°F, (2) stainless steel doors, (4) PVC coated adjustable wire shelves, stainless steel top & sides, aluminum interior with stainless steel floor, 5" castors, R290 Hydrocarbon refrigerant, 1/5 HP, 115v/60/1-ph, 3.0 amps, NEMA 5-15P, cULus, UL EPH Classified, CE, Made in USA | 0.00022755 | 6592 | 6592 | 13181 | 50 | 6590.5 | 260.00 | 0 | 0 | 150 | 47.00000 |  | True | 1
849 |  |  | 0 |  | SpareNo | SpareNo |  | 0 | 0 | 0 |  | 0 | 0.00 | 0 | 0 |  | 0.0 |  | True | 0 | SpareNo
850 |  |  | 0 |  | SpareNo | SpareNo |  | 0 | 0 | 0 |  | 0 | 0.00 | 0 | 0 |  | 0.0 |  | True | 0 | SpareNo
851 |  |  | 0 |  | SpareNo | SpareNo |  | 0 | 0 | 0 |  | 0 | 0.00 | 0 | 0 |  | 0.0 |  | True | 0 | SpareNo
852 | Custom Fabrication | STAINLESS STEEL | 1 | ea | TRASH CHUTE |  |  | 0 | 0 | 0 |  | 0 | 0.00 | 0 | 0 |  | 0.0 |  | True | 0
853 | Rubbermaid | FG354060GRAY | 1 | ea | TRASH RECEPTACLE | Slim Jim® Container, 23 gallon, 22"W x 11"D x 30"H, with venting channels, molded-in handles, general purpose waste, open type without lid, high-impact plastic construction, gray, Made in USA |  | 47.13 | 47.13 | 94.26 | 50 | 47.13 | 8.24 | 0 | 0 | 150 | 0.0 |  | True | 4
854 | Advance Tabco | D-12-IBL | 1 | ea | DROP IN ICE BIN | Ice Bin, drop-in, 23-lb ice capacity, 12”W x 18”D x 14" deep overall (bin size 8"W x 13-5/8"D x 11" deep), removable stainless steel sliding cover, insulated, 1" diameter drain, NSF (cutout size 9-5/8" x 15-1/4") | 0.00069638 | 790.0502 | 790.05 | 1579 | 50 | 789.5 | 22.00 | 0 | 0 | 175 | 3.00000 |  | True | 1
855 |  |  | 0 |  | SpareNo | SpareNo |  | 0 | 0 | 0 |  | 0 | 0.00 | 0 | 0 |  | 0.0 |  | True | 0 | SpareNo
856 | Vitamix | 36019-ABAB | 1 | ea | BLENDER | The Quiet One® Twist Lock Blender, countertop, 48 oz. (1.4 liter) capacity, clear Tritan™ BPA free Advance® container, 24-1/2"H with lid open, stackable, removable compact twist lock cover, (6) touch control buttons with (34) program options, includes: Advance® blade assembly & lid, 3-peak HP, 120v/50/60/1-ph, 15.0 amps, NEMA 5-15P, RoHs compliant, CE, cULus, NSF | 0.00027103 | 1328.25 | 1328.25 | 2655.77 | 50 | 1327.89 | 23.10 | 0 | 0 | 85 | 2.30000 |  | True | 1
857 | Glastender | UMRF | 1 | ea | GLASS RINSER | Undercounter Mount Rinser Faucet, 5"W x 9"D, integrated C-channel sides, rear deck area with pre-punched screw holes for mounting to underside of bar top, water pressure regulator & plumbing installation kit included, welded 18 gauge stainless steel construction, ETL-Sanitation | 0.001182 | 423 | 423 | 845 | 50 | 422.5 | 8.00 | 0 | 0 | 175 | 0.0 |  | True | 1
858 | Custom Fabrication | STAINLESS STEEL | 1 | ea | BARISTA COUNTER |  |  | 0 | 0 | 0 |  | 0 | 0.00 | 0 | 0 |  | 0.0 |  | True | 0
859 |  |  | 0 |  | SpareNo | SpareNo |  | 0 | 0 | 0 |  | 0 | 0.00 | 0 | 0 |  | 0.0 |  | True | 0 | SpareNo
860 |  |  | 0 |  | SpareNo | SpareNo |  | 0 | 0 | 0 |  | 0 | 0.00 | 0 | 0 |  | 0.0 |  | True | 0 | SpareNo
861 | Custom Fabrication | STAINLESS STEEL | 1 | ea | PICK-UP |  |  | 0 | 0 | 0 |  | 0 | 0.00 | 0 | 0 |  | 0.0 |  | True | 0
862 | Schaerer | COFFEE ART PLUS ¦ TOUCH SCREEN | 1 | ea | ESPRESSO MACHINE | (040381‐00090EUS) Coffee Art Plus (Touch Screen) Espresso Machine, super‐automatic, 70‐80 beverages per hour (16 oz.), dual boilers, Finesteam® technology auto foam steam wand, built in auto temperature sensor & automatic shut‐off, heats up to 32 oz. (1 liter) per min., tampering & shot dispensing, up to 64 programmable options, touch screen, automatic grinding, dual integrated grinders/hoppers, 5 minute cleaning cycle, drain line required, NEMA L6‐30R, 30 amps, (actual max load: 24 amp), 208v/60/1‐ph, ANSI / NSF-4, ANSI / NSF-372 and UL-197, ETL-Listed, cETLus |  | 12035 | 12035 | 17075 | 30 | 12035 | 130.00 | 0 | 0 | 100 | 0.0 |  | True | 1
863 | Everpure | EV927570 | 1 | ea | WATER FILTRATION SYSTEM | QL2 Water Filtration System, QL2-OW200L Single, (1) OW200L Precoat primary filtration cartridge, reduces lead, trihalomethane, chlorine, taste & odor, 480 gallons, 0.5 gpm, 0.5 micron, 3/8" inlet, 3/8" outlet, NSF 42 & 53 (EV927570) |  | 142.6 | 142.6 | 285.2 | 50 | 142.6 | 4.00 | 0 | 0 | 70 | 0.0 |  | True | 1
864 | Custom Fabrication | STAINLESS STEEL | 1 | ea | GLASS SURROUND |  |  | 0 | 0 | 0 |  | 0 | 0.00 | 0 | 0 |  | 0.0 |  | True | 0
865 |  |  | 0 |  | SpareNo | SpareNo |  | 0 | 0 | 0 |  | 0 | 0.00 | 0 | 0 |  | 0.0 |  | True | 0 | SpareNo
866 | True Mfg. - General Foodservice | TUC-27-HC | 1 | ea | Undercounter Refrigerator | Undercounter Refrigerator, 33 - 38°F, (1) stainless steel door, (2) PVC coated adjustable wire shelves, stainless steel top, front & sides, clear coated aluminum interior with stainless steel floor, R290 Hydrocarbon refrigerant, 1/6 HP, 115v/60/1-ph, 2.0 amps, NEMA 5-15P, cULus, UL EPH Classified, CE, Made in USA |  | 3574 | 3574 | 7148 | 50 | 3574 | 195.00 | 0 | 0 | 150 | 28.00000 |  | True | 1
867 | OS&E |  | 1 | ea | SYRUP RACK | BY OS&E |  | 0 | 0 | 0 |  | 0 | 0.00 | 0 | 0 |  | 0.0 |  | True | 0
868 | Dispense-Rite | ADJ-2 | 2 | ea | Cup Dispenser | Cup Dispenser, in-counter, adjustable, two spring (F & P), accommodates cups 8 oz. to 44 oz. with rim diameter range 3" - 4-5/8", ring bezel 6-7/8", 22" long, stainless steel construction, for paper, plastic and foam cups in vertical, horizontal or angled mounting, NSF |  | 86 | 172 | 172 | 50 | 86 | 5.00 | 0 | 0 | ups | 0.0 |  | True | 6
869 |  |  | 0 |  | SpareNo | SpareNo |  | 0 | 0 | 0 |  | 0 | 0.00 | 0 | 0 |  | 0.0 |  | True | 0 | SpareNo
870 |  |  | 0 |  | SpareNo | SpareNo |  | 0 | 0 | 0 |  | 0 | 0.00 | 0 | 0 |  | 0.0 |  | True | 0 | SpareNo
871 | Custom Fabrication | STAINLESS STEEL | 1 | ea | PASTRY DISPLAY CASE |  |  | 0 | 0 | 0 |  | 0 | 0.00 | 0 | 0 |  | 0.0 |  | True | 0
872 |  |  | 0 |  | SpareNo | SpareNo |  | 0 | 0 | 0 |  | 0 | 0.00 | 0 | 0 |  | 0.0 |  | True | 0 | SpareNo
873 |  |  | 0 |  | SpareNo | SpareNo |  | 0 | 0 | 0 |  | 0 | 0.00 | 0 | 0 |  | 0.0 |  | True | 0 | SpareNo
874 |  |  | 0 |  | SpareNo | SpareNo |  | 0 | 0 | 0 |  | 0 | 0.00 | 0 | 0 |  | 0.0 |  | True | 0 | SpareNo
875 |  |  | 0 |  | SpareNo | SpareNo |  | 0 | 0 | 0 |  | 0 | 0.00 | 0 | 0 |  | 0.0 |  | True | 0 | SpareNo
876 | Custom Fabrication | STAINLESS STEEL | 1 | ea | BACK COUNTER |  |  | 0 | 0 | 0 |  | 0 | 0.00 | 0 | 0 |  | 0.0 |  | True | 0
877 | Custom Fabrication | STAINLESS STEEL | 1 | ea | DOUBLE WALL SHELF |  |  | 0 | 0 | 0 |  | 0 | 0.00 | 0 | 0 |  | 0.0 |  | True | 0
878 | Custom Fabrication | STAINLESS STEEL | 1 | ea | BACK COUNTER |  |  | 0 | 0 | 0 |  | 0 | 0.00 | 0 | 0 |  | 0.0 |  | True | 0
879 |  |  | 0 |  | SpareNo | SpareNo |  | 0 | 0 | 0 |  | 0 | 0.00 | 0 | 0 |  | 0.0 |  | True | 0 | SpareNo
880 |  |  | 0 |  | SpareNo | SpareNo |  | 0 | 0 | 0 |  | 0 | 0.00 | 0 | 0 |  | 0.0 |  | True | 0 | SpareNo
881 | Custom Fabrication | STAINLESS STEEL | 1 | ea | DOUBLE WALL SHELF |  |  | 0 | 0 | 0 |  | 0 | 0.00 | 0 | 0 |  | 0.0 |  | True | 0
882 | Alto-Shaam | 750-TH/II | 1 | ea | HEATED HOLDING CABINET | Halo Heat® Cook & Hold Oven, electric, low temperature, 100 lb. capacity - (10) full-size pans, simple controller with on/off power, stainless steel side racks, (3) stainless steel wire shelves, (1) exterior drip tray with removable pan, 2-1/2" casters; 2 rigid, 2 swivel with brakes, EcoSmart®, cULus, UL EPH ANSI/NSF 4, CE, IPX3, TUV NORD, EAC, N11942 |  | 5657.4 | 5657.4 | 8082 | 30 | 5657.4 | 264.00 | 0 | 0 | 92.5 | 0.0 |  | True | 1
883 | Custom Fabrication | STAINLESS STEEL | 1 | ea | INTERNATIONAL SERVING COUNTER |  |  | 0 | 0 | 0 |  | 0 | 0.00 | 0 | 0 |  | 0.0 |  | True | 0
884 | Custom Fabrication | STAINLESS STEEL | 1 | ea | LOAD CENTER |  |  | 0 | 0 | 0 |  | 0 | 0.00 | 0 | 0 |  | 0.0 |  | True | 0
885 |  |  | 0 |  | SpareNo | SpareNo |  | 0 | 0 | 0 |  | 0 | 0.00 | 0 | 0 |  | 0.0 |  | True | 0 | SpareNo
886 | Custom Fabrication | STAINLESS STEEL | 1 | ea | RECESSED CUTTING BOARD |  |  | 0 | 0 | 0 |  | 0 | 0.00 | 0 | 0 |  | 0.0 |  | True | 0
887 | BSI | ZG9930 | 1 | ea | SNEEZE GUARD | ZGuard® Food Shield, single, self-service, fully adjustable, 20-1/2" height, 14" wide tempered glass top & lower sneeze guard, 1" diameter tubing double supports, cULus (Contact factory for price) |  | 0 | 0 | 0 |  | 0 | 0.00 | 0 | 0 |  | 0.0 |  | True | 1
888 | Wells | MOD-200TDM/AF | 1 | ea | HOT FOOD WELL | Food Warmer, top-mount, built-in, electric, auto-fill, (2) 12" x 20" openings with manifold drains with one valve, wet/dry operation, thermostatic control, stainless steel interior, insulated aluminum steel housing, cULus |  | 1853.5 | 1853.5 | 3707 | 50 | 1853.5 | 65.00 | 0 | 0 | 85 | 7.89000 |  | True | 1
889 |  |  | 0 |  | SpareNo | SpareNo |  | 0 | 0 | 0 |  | 0 | 0.00 | 0 | 0 |  | 0.0 |  | True | 0 | SpareNo
890 |  |  | 0 |  | SpareNo | SpareNo |  | 0 | 0 | 0 |  | 0 | 0.00 | 0 | 0 |  | 0.0 |  | True | 0 | SpareNo
891 | BSI | ZG9930 | 1 | ea | SNEEZE GUARD | ZGuard® Food Shield, single, self-service, fully adjustable, 20-1/2" height, 14" wide tempered glass top & lower sneeze guard, 1" diameter tubing double supports, cULus (Contact factory for price) |  | 0 | 0 | 0 |  | 0 | 0.00 | 0 | 0 |  | 0.0 |  | True | 1
892 | Hatco | GRAH-30 | 1 | ea | FOOD WARMER | Glo-Ray® Infrared Strip Heater, 30" W, high wattage, tubular metal heater rod, single heater rod housing, aluminum construction, 660 watts, NSF, CE, cULus, Made in USA |  | 201.5 | 201.5 | 403 | 50 | 201.5 | 8.00 | 0 | 0 | 100 | 0.0 |  | True | 1
893 | Wells | MOD-300TDM/AF | 1 | ea | HOT FOOD WELL | Food Warmer, top-mount, built-in, electric, auto-fill, (3) 12" x 20" openings with manifold drains with one valve, wet/dry operation, thermostatic control, stainless steel interior, insulated aluminum steel housing, WellsLok™, UL, NSF |  | 2389.5 | 2389.5 | 4779 | 50 | 2389.5 | 90.00 | 0 | 0 | 85 | 10.54000 |  | True | 1
894 | BSI | ZG9930 | 1 | ea | SNEEZE GUARD | ZGuard® Food Shield, single, self-service, fully adjustable, 20-1/2" height, 14" wide tempered glass top & lower sneeze guard, 1" diameter tubing double supports, cULus (Contact factory for price) |  | 0 | 0 | 0 |  | 0 | 0.00 | 0 | 0 |  | 0.0 |  | True | 1
895 |  |  | 0 |  | SpareNo | SpareNo |  | 0 | 0 | 0 |  | 0 | 0.00 | 0 | 0 |  | 0.0 |  | True | 0 | SpareNo
896 | Hatco | GRAH-36 | 1 | ea | FOOD WARMER | Glo-Ray® Infrared Foodwarmer, 36" W, high wattage, tubular metal heater rod, single heater rod housing, aluminum construction, 800 watts, NSF, cULus, Made in USA |  | 156.5 | 156.5 | 313 | 50 | 156.5 | 9.00 | 0 | 0 | 100 | 0.0 |  | True | 1
897 | Wells | RCP-200 | 1 | ea | REFRIGERATED COLD PAN | Cold Food Well Unit, drop-in, self-contained refrigeration, (2) 12" x 20" pan capacity, on/off switch with individual thermostatic controls, insulated pan, 1" drain, stainless steel inner liner, top & flange, steel exterior body, R-134A refrigerant, 115v/60/1-ph, 5.5 amps, 1/4 HP, NEMA 5-15P, NSF, cULus |  | 2645 | 2645 | 5290 | 50 | 2645 | 182.00 | 0 | 0 | 85 | 16.00000 |  | True | 1
898 | BSI | ZG9930 | 1 | ea | SNEEZE GUARD | ZGuard® Food Shield, single, self-service, fully adjustable, 20-1/2" height, 14" wide tempered glass top & lower sneeze guard, 1" diameter tubing double supports, cULus (Contact factory for price) |  | 0 | 0 | 0 |  | 0 | 0.00 | 0 | 0 |  | 0.0 |  | True | 1
899 |  |  | 0 |  | SpareNo | SpareNo |  | 0 | 0 | 0 |  | 0 | 0.00 | 0 | 0 |  | 0.0 |  | True | 0 | SpareNo
900 |  |  | 0 |  | SpareNo | SpareNo |  | 0 | 0 | 0 |  | 0 | 0.00 | 0 | 0 |  | 0.0 |  | True | 0 | SpareNo
901 | GC |  | 1 | ea | DISPLAY COUNTER | MILLWORK BY GENERAL CONTRACTOR |  | 0 | 0 | 0 |  | 0 | 0.00 | 0 | 0 |  | 0.0 |  | True | 0
902 |  |  | 0 |  | SpareNo | SpareNo |  | 0 | 0 | 0 |  | 0 | 0.00 | 0 | 0 |  | 0.0 |  | True | 0 | SpareNo
903 |  |  | 0 |  | SpareNo | SpareNo |  | 0 | 0 | 0 |  | 0 | 0.00 | 0 | 0 |  | 0.0 |  | True | 0 | SpareNo
904 |  |  | 0 |  | SpareNo | SpareNo |  | 0 | 0 | 0 |  | 0 | 0.00 | 0 | 0 |  | 0.0 |  | True | 0 | SpareNo
905-910 |  |  | 0 |  | SpareNo | SpareNo |  | 0 | 0 | 0 |  | 0 | 0.00 | 0 | 0 |  | 0.0 |  | True | 0 | SpareNo
|  |  | 0 |  |  | DINING AREA |  | 0 | 0 | 0 |  | 0 | 0.00 | 0 | 0 |  | 0.0 |  | True | 0
911 | Custom Fabrication | STAINLESS STEEL | 1 | ea | BEVERAGE COUNTER |  |  | 0 | 0 | 0 |  | 0 | 0.00 | 0 | 0 |  | 0.0 |  | True | 0
912 | Vendor |  | 1 | ea | SODA & ICE DISPENSER | BY VENDOR |  | 0 | 0 | 0 |  | 0 | 0.00 | 0 | 0 |  | 0.0 |  | True | 0
913 | Scotsman | C0530MW-1 | 1 | ea | ICE MACHINE | Prodigy Plus® Ice Maker, cube style, water-cooled, self-contained condenser, production capacity up to 500 lb/24 hours at 70°/50° (410 lb AHRI certified at 90°/70°), medium cube size, AutoAlert™ indicating lights, WaterSense adjustable purge control, one-touch cleaning, harvest assist, unit specific QR code, stainless steel finish, AgION™ antimicrobial protection, 115v/60/1-ph, 13.5 amps, cULus, NSF, CE, engineered and assembled in USA (Discontinued 01/01/2023, verify availability with distributor) |  | 4482 | 4482 | 8964 | 50 | 4482 | 175.00 | 0 | 0 | 92.5 | 15.40000 |  | True | 1
914 | Everpure | EV932401 | 1 | ea | WATER FILTRATION SYSTEM | Insurice® Single-i2000² System, 9,000 gallon capacity, 1.67 gpm flow rate, 0.5-micron filtration, for cubers up to 500 lbs/day or flakers up to 1,500 lbs/day, pressure gauge, flushing valve, NSF, ANSI |  | 216 | 216 | 432 | 50 | 216 | 6.00 | 0 | 0 |  | 0.0 |  | True | 1
915 |  |  | 0 |  | SpareNo | SpareNo |  | 0 | 0 | 0 |  | 0 | 0.00 | 0 | 0 |  | 0.0 |  | True | 0 | SpareNo
916 | BUNN | 20900.0008 | 1 | ea | COFFEE BREWER | 20900.0008 Dual® Coffee Brewer, Portable, mechanical thermostat, brews 16.3 gallons per hour capacity, black plastic funnel, 1 batch-size setting, electronic timer & grinder interface, upper hot water faucet, variable water bypass, includes (2) GPR servers (20950.0004), 4" black adjustable legs, stainless steel, 120/208v/60/1-ph, 5990 watts, 28.8 amps, 20-90 psi, 1/4" male NPT, UL, NSF |  | 0 | 0 | 3232 |  | 0 | 92.46 | 0 | 0 | 175 | 11.10100 |  | True | 1 | BY VENDOR
917 | BUNN | 37300.0079 | 1 | ea | Juice Dispenser, Electric | 37300.0079 JDF-4S Silver Series® 4-Flavor Cold Beverage System, push button, 18 lb. ice bank, 7" cup clearance, dispense 1.0 to 1.5 ounces per second flow rate, dispenses frozen and ambient products, LED lighted door graphics, single size portion control, door lock, includes: (8) variety pack displays, black finish, 120v/60/1-ph, 6 amps, 720 watts, NEMA 5-15P, cord attached, 20-100 psi, 3/8" male flare fitting, R-134A, NSF, ETL |  | 7000.78 | 7000.78 | 7000.78 |  | 7000.78 | 144.00 | 0 | 0 |  | 0.0 |  | True | 1
918 | BUNN | 36700.0059 | 1 | ea | ICED TEA BREWER | 36700.0059 TB3Q Iced Tea Brewer, 3-gallon capacity single brewer, 26.7 gallon/hour, quick disconnect, SplashGard® funnel, Quickbrew system(dispensers sold separately), 120v/60/1-ph, 1730w, 14.4amps, NEMA 5-15P, cord attached, UL, NSF |  | 0 | 0 | 1078 |  | 0 | 37.01 | 0 | 0 | 150 | 7.23200 |  | True | 1 | BY VENDOR
919 |  |  | 0 |  | SpareNo | SpareNo |  | 0 | 0 | 0 |  | 0 | 0.00 | 0 | 0 |  | 0.0 |  | True | 0 | SpareNo
920 |  |  | 0 |  | SpareNo | SpareNo |  | 0 | 0 | 0 |  | 0 | 0.00 | 0 | 0 |  | 0.0 |  | True | 0 | SpareNo
921 | OS&E |  | 3 | ea | CONDIMENT DISPENSER | BY OS&E |  | 0 | 0 | 0 |  | 0 | 0.00 | 0 | 0 |  | 0.0 |  | True | 0
922 | OS&E |  | 3 | ea | LID DISPENSER | BY OS&E |  | 0 | 0 | 0 |  | 0 | 0.00 | 0 | 0 |  | 0.0 |  | True | 0
923 | OS&E |  | 3 | ea | NAPKIN DISPENSER | BY OS&E |  | 0 | 0 | 0 |  | 0 | 0.00 | 0 | 0 |  | 0.0 |  | True | 0
924 | ACP | RMS10TSA | 2 | ea | Microwave Oven | Amana® Commercial Microwave Oven, 0.8 cu. ft. capacity, 1000 watts, low volume, 4-stage cooking, (5) power levels, touchpad controls, (20) memory settings, 30-minute max cooking time, interlock safety switch, audible end of cycle signal, LED display, side hinged door with tempered glass, LED lighted interior, stainless steel interior & exterior, 120v/60/1-ph, 13.0 amps, 15 MCA, 1500 watts (total), cord, NEMA 5-15P, cETLus, ETL-Sanitation |  | 520 | 1040 | 1040 | 50 | 520 | 37.00 | 0 | 0 | ups | 0.0 |  | True | 1
925 |  |  | 0 |  | SpareNo | SpareNo |  | 0 | 0 | 0 |  | 0 | 0.00 | 0 | 0 |  | 0.0 |  | True | 0 | SpareNo
926 |  |  | 0 |  | SpareNo | SpareNo |  | 0 | 0 | 0 |  | 0 | 0.00 | 0 | 0 |  | 0.0 |  | True | 0 | SpareNo
927 |  |  | 0 |  | SpareNo | SpareNo |  | 0 | 0 | 0 |  | 0 | 0.00 | 0 | 0 |  | 0.0 |  | True | 0 | SpareNo
928 |  |  | 0 |  | SpareNo | SpareNo |  | 0 | 0 | 0 |  | 0 | 0.00 | 0 | 0 |  | 0.0 |  | True | 0 | SpareNo
929 |  |  | 0 |  | SpareNo | SpareNo |  | 0 | 0 | 0 |  | 0 | 0.00 | 0 | 0 |  | 0.0 |  | True | 0 | SpareNo
930 |  |  | 0 |  | SpareNo | SpareNo |  | 0 | 0 | 0 |  | 0 | 0.00 | 0 | 0 |  | 0.0 |  | True | 0 | SpareNo
931 | Custom Fabrication | STAINLESS STEEL | 1 | ea | BEVERAGE COUNTER |  |  | 0 | 0 | 0 |  | 0 | 0.00 | 0 | 0 |  | 0.0 |  | True | 0
932 | Vendor |  | 1 | ea | SODA & ICE DISPENSER | BY VENDOR |  | 0 | 0 | 0 |  | 0 | 0.00 | 0 | 0 |  | 0.0 |  | True | 0
933 | Scotsman | C0530MW-1 | 1 | ea | ICE MACHINE | Prodigy Plus® Ice Maker, cube style, water-cooled, self-contained condenser, production capacity up to 500 lb/24 hours at 70°/50° (410 lb AHRI certified at 90°/70°), medium cube size, AutoAlert™ indicating lights, WaterSense adjustable purge control, one-touch cleaning, harvest assist, unit specific QR code, stainless steel finish, AgION™ antimicrobial protection, 115v/60/1-ph, 13.5 amps, cULus, NSF, CE, engineered and assembled in USA (Discontinued 01/01/2023, verify availability with distributor) |  | 4482 | 4482 | 8964 | 50 | 4482 | 175.00 | 0 | 0 | 92.5 | 15.40000 |  | True | 1
934 | Everpure | EV932401 | 1 | ea | WATER FILTRATION SYSTEM | Insurice® Single-i2000² System, 9,000 gallon capacity, 1.67 gpm flow rate, 0.5-micron filtration, for cubers up to 500 lbs/day or flakers up to 1,500 lbs/day, pressure gauge, flushing valve, NSF, ANSI |  | 216 | 216 | 432 | 50 | 216 | 6.00 | 0 | 0 |  | 0.0 |  | True | 1
935 |  |  | 0 |  | SpareNo | SpareNo |  | 0 | 0 | 0 |  | 0 | 0.00 | 0 | 0 |  | 0.0 |  | True | 0 | SpareNo
936 | BUNN | 20900.0008 | 1 | ea | COFFEE BREWER | 20900.0008 Dual® Coffee Brewer, Portable, mechanical thermostat, brews 16.3 gallons per hour capacity, black plastic funnel, 1 batch-size setting, electronic timer & grinder interface, upper hot water faucet, variable water bypass, includes (2) GPR servers (20950.0004), 4" black adjustable legs, stainless steel, 120/208v/60/1-ph, 5990 watts, 28.8 amps, 20-90 psi, 1/4" male NPT, UL, NSF |  | 0 | 0 | 3232 |  | 0 | 92.46 | 0 | 0 | 175 | 11.10100 |  | True | 1 | BY VENDOR
937 | BUNN | 37300.0079 | 1 | ea | Juice Dispenser, Electric | 37300.0079 JDF-4S Silver Series® 4-Flavor Cold Beverage System, push button, 18 lb. ice bank, 7" cup clearance, dispense 1.0 to 1.5 ounces per second flow rate, dispenses frozen and ambient products, LED lighted door graphics, single size portion control, door lock, includes: (8) variety pack displays, black finish, 120v/60/1-ph, 6 amps, 720 watts, NEMA 5-15P, cord attached, 20-100 psi, 3/8" male flare fitting, R-134A, NSF, ETL |  | 7000.78 | 7000.78 | 7000.78 |  | 7000.78 | 144.00 | 0 | 0 |  | 0.0 |  | True | 1
938 | BUNN | 36700.0059 | 1 | ea | ICED TEA BREWER | 36700.0059 TB3Q Iced Tea Brewer, 3-gallon capacity single brewer, 26.7 gallon/hour, quick disconnect, SplashGard® funnel, Quickbrew system(dispensers sold separately), 120v/60/1-ph, 1730w, 14.4amps, NEMA 5-15P, cord attached, UL, NSF |  | 0 | 0 | 1078 |  | 0 | 37.01 | 0 | 0 | 150 | 7.23200 |  | True | 1 | BY VENDOR
939 |  |  | 0 |  | SpareNo | SpareNo |  | 0 | 0 | 0 |  | 0 | 0.00 | 0 | 0 |  | 0.0 |  | True | 0 | SpareNo
940 |  |  | 0 |  | SpareNo | SpareNo |  | 0 | 0 | 0 |  | 0 | 0.00 | 0 | 0 |  | 0.0 |  | True | 0 | SpareNo
941 | OS&E |  | 3 | ea | CONDIMENT DISPENSER | BY OS&E |  | 0 | 0 | 0 |  | 0 | 0.00 | 0 | 0 |  | 0.0 |  | True | 0
942 | OS&E |  | 3 | ea | LID DISPENSER | BY OS&E |  | 0 | 0 | 0 |  | 0 | 0.00 | 0 | 0 |  | 0.0 |  | True | 0
943 | OS&E |  | 3 | ea | NAPKIN DISPENSER | BY OS&E |  | 0 | 0 | 0 |  | 0 | 0.00 | 0 | 0 |  | 0.0 |  | True | 0
944 | ACP | RMS10TSA | 2 | ea | Microwave Oven | Amana® Commercial Microwave Oven, 0.8 cu. ft. capacity, 1000 watts, low volume, 4-stage cooking, (5) power levels, touchpad controls, (20) memory settings, 30-minute max cooking time, interlock safety switch, audible end of cycle signal, LED display, side hinged door with tempered glass, LED lighted interior, stainless steel interior & exterior, 120v/60/1-ph, 13.0 amps, 15 MCA, 1500 watts (total), cord, NEMA 5-15P, cETLus, ETL-Sanitation |  | 520 | 1040 | 1040 | 50 | 520 | 37.00 | 0 | 0 | ups | 0.0 |  | True | 1
945 |  |  | 0 |  | SpareNo | SpareNo |  | 0 | 0 | 0 |  | 0 | 0.00 | 0 | 0 |  | 0.0 |  | True | 0 | SpareNo
946 |  |  | 0 |  | SpareNo | SpareNo |  | 0 | 0 | 0 |  | 0 | 0.00 | 0 | 0 |  | 0.0 |  | True | 0 | SpareNo
947 |  |  | 0 |  | SpareNo | SpareNo |  | 0 | 0 | 0 |  | 0 | 0.00 | 0 | 0 |  | 0.0 |  | True | 0 | SpareNo
948 |  |  | 0 |  | SpareNo | SpareNo |  | 0 | 0 | 0 |  | 0 | 0.00 | 0 | 0 |  | 0.0 |  | True | 0 | SpareNo
949 |  |  | 0 |  | SpareNo | SpareNo |  | 0 | 0 | 0 |  | 0 | 0.00 | 0 | 0 |  | 0.0 |  | True | 0 | SpareNo
950 |  |  | 0 |  | SpareNo | SpareNo |  | 0 | 0 | 0 |  | 0 | 0.00 | 0 | 0 |  | 0.0 |  | True | 0 | SpareNo
951 | Custom Fabrication | STAINLESS STEEL | 1 | ea | POS STATION |  |  | 0 | 0 | 0 |  | 0 | 0.00 | 0 | 0 |  | 0.0 |  | True | 0
952 | OS&e | OS&E | 1 | ea | POS SYSTEM | BY OS&E |  | 0 | 0 | 0 |  | 0 | 0.00 | 0 | 0 |  | 0.0 |  | True | 0
953 | OS&e | OS&E | 1 | ea | CHAIR | BY OS&E |  | 0 | 0 | 0 |  | 0 | 0.00 | 0 | 0 |  | 0.0 |  | True | 0
954 | Custom Fabrication | STAINLESS STEEL | 1 | ea | POS STATION |  |  | 0 | 0 | 0 |  | 0 | 0.00 | 0 | 0 |  | 0.0 |  | True | 0
955 |  |  | 0 |  | SpareNo | SpareNo |  | 0 | 0 | 0 |  | 0 | 0.00 | 0 | 0 |  | 0.0 |  | True | 0 | SpareNo
956 | OS&e | OS&E | 1 | ea | POS SYSTEM | BY OS&E |  | 0 | 0 | 0 |  | 0 | 0.00 | 0 | 0 |  | 0.0 |  | True | 0
957 | OS&e | OS&E | 1 | ea | CHAIR | BY OS&E |  | 0 | 0 | 0 |  | 0 | 0.00 | 0 | 0 |  | 0.0 |  | True | 0
958 |  |  | 0 |  | SpareNo | SpareNo |  | 0 | 0 | 0 |  | 0 | 0.00 | 0 | 0 |  | 0.0 |  | True | 0 | SpareNo
959 |  |  | 0 |  | SpareNo | SpareNo |  | 0 | 0 | 0 |  | 0 | 0.00 | 0 | 0 |  | 0.0 |  | True | 0 | SpareNo
960 |  |  | 0 |  | SpareNo | SpareNo |  | 0 | 0 | 0 |  | 0 | 0.00 | 0 | 0 |  | 0.0 |  | True | 0 | SpareNo
961 | New Age | 1290 | 6 | ea | SOILED TRAY RETURN CART | Pan Rack, mobile, full height, enclosed cabinet, (40) 18" x 26" pan capacity, extrusions on 1-1/2" centers, all welded aluminum construction, front loading, HD base, (4) 5" platform swivel casters, NSF, Made in USA, (standard factory lead time) |  | 2009 | 12054 | 4018 | 50 | 2009 | 159.00 | 0 | 0 |  | 32.76000 |  | True | 1
962 |  |  | 0 |  | SpareNo | SpareNo |  | 0 | 0 | 0 |  | 0 | 0.00 | 0 | 0 |  | 0.0 |  | True | 0 | SpareNo
963 |  |  | 0 |  | SpareNo | SpareNo |  | 0 | 0 | 0 |  | 0 | 0.00 | 0 | 0 |  | 0.0 |  | True | 0 | SpareNo
964 |  |  | 0 |  | SpareNo | SpareNo |  | 0 | 0 | 0 |  | 0 | 0.00 | 0 | 0 |  | 0.0 |  | True | 0 | SpareNo
965-1000 |  |  | 0 |  | SpareNo | SpareNo |  | 0 | 0 | 0 |  | 0 | 0.00 | 0 | 0 |  | 0.0 |  | True | 0 | SpareNo